## Project properties
Parameters | Value
Building site name
Project name
Project number
Total area[m2] | 0
Area available for Building | 0
Maximum height of the Building: | 0
Begin date
Completion date
Status
Architect Name
Client name
Project address
Postal code
Region
Country
Project location | 38.7174,-9.1321
Building type | Office
Organization name
Creation date
Current Floor
Type Of Construction
Building volume
Office area
Building elevation above sea level in m
Architect Company Name
Architect Address
Client address

## Wall list
Wall list
ID | Style | Picture | Width [m] | Height [m] | Longitude [m] | GrossSideArea 1 [m2] | GrossSideArea 2 [m2] | NetSideArea 1 [m2] | NetSideArea 2 [m2] | Volume [m3] | Copies | Total:
21293 |  |  | 0.35 | 2.75 | 7.95 | 21.863 | 23.788 | 18.263 | 20.188 | 6.768 | 1
Name | Value | Description | Categorize in IFC as:
ARCHline.XP Common
ArticleNumber |  | ArticleNumber | IfcLabel
Description |  | Description of the object | IfcLabel
Manufacturer |  | Manufacturer | IfcLabel
Name |  | IFC name of the object | IfcLabel
Price |  | Price | IfcLabel
Pset_WallCommon
AcousticRating |  | Acoustic rating for this object. It is giving according to the national building code. It indicates the sound transmission resistance of this object by an index ration (instead of providing full sound absorbtion values). | IfcLabel
Combustible | No | Indication whether the object is made from combustible material (TRUE) or not (FALSE). | IfcBoolean
Compartmentation | No | Indication whether the object is designed to serve as a fire compartmentation (TRUE) or not (FALSE). | IfcBoolean
ExtendToStructure | Yes | Indicates whether the object extend to the structure above (TRUE) or not (FALSE). | IfcBoolean
FireRating |  | Fire rating for this object. It is given according to the national fire safety classification. | IfcLabel
IsExternal | Yes | Indication whether the element is designed for use in the exterior (TRUE) or not (FALSE). If (TRUE) it is an external element and faces the outside of the building. | IfcBoolean
LoadBearing | No | Indicates whether the object is intended to carry loads (TRUE) or not (FALSE). | IfcBoolean
Reference |  | Reference ID for this specified type in this project (e.g. type 'A-1') | IfcIdentifier
SurfaceSpreadOfFlame |  | Indication on how the flames spread around the surface, It is given according to the national building code that governs the fire behaviour for materials. | IfcLabel
ThermalTransmittance | 0.553360 | Thermal transmittance coefficient (U-Value) of a material. Here the total thermal transmittance coefficient through the wall (including all materials). | IfcThermalTransmittanceMeasure
Quantities
GrossFootprintArea | 2.92 m² | Area of the wall as viewed by a ground floor view, not taking any wall modifications (like recesses) into account. It is also referred to as the foot print of the wall. | IfcQuantityArea
GrossSideArea | 22.83 m² | Area of the wall as viewed by an elevation view of the middle plane of the wall.It does not take into account any wall modifications(such as openings). | IfcQuantityArea
GrossSideAreaLeft | 21.86 m² | Area of the wall as viewed by an elevation view of the left side (when viewed along the wall path orientation). It does not take into account any wall modifications (such as openings). | IfcQuantityArea
GrossSideAreaRight | 23.79 m² | Area of the wall as viewed by an elevation view of the right side (when viewed along the wall path orientation). It does not take into account any wall modifications (such as openings). | IfcQuantityArea
GrossVolume | 7.99 m³ | Volume of the wall, without taking into account the openings and the connection geometry. | IfcQuantityVolume
NetFootprintArea | 2.92 m² | Area of the wall as viewed by a ground floor view, taking all wall modifications (like recesses) into account. It is also referred to as the foot print of the wall. | IfcQuantityArea
NetSideArea | 19.23 m² | Area of the wall as viewed by an elevation view of the middle plane. It does take into account all wall modifications (such as openings). | IfcQuantityArea
NetSideAreaLeft | 18.26 m² | Area of the wall as viewed by an elevation view of the left side (when viewed along the wall path orientation). It does take into account all wall modifications (such as openings). | IfcQuantityArea
NetSideAreaRight | 20.19 m² | Area of the wall as viewed by an elevation view of the right side (when viewed along the wall path orientation). It does take into account all wall modifications (such as openings). | IfcQuantityArea
NetVolume | 6.77 m³ | Volume of the wall, after subtracting the openings and after considering the connection geometry. | IfcQuantityVolume
NominalHeight | 2750 mm | Total nominal height of the wall. It should only be provided, if it is constant along the wall path. | IfcQuantityLength
NominalLength | 8300 mm | Total nominal length of the wall along the wall path. | IfcQuantityLength
NominalWidth | 350 mm | Total nominal width (or thickness) of the wall measured perpendicular to the wall path. It should only be provided, if it is constant along the wall path. | IfcQuantityLength
21299 |  |  | 0.35 | 2.75 | 14.65 | 38.913 | 38.913 | 38.913 | 38.913 | 14.019 | 1
Name | Value | Description | Categorize in IFC as:
ARCHline.XP Common
ArticleNumber |  | ArticleNumber | IfcLabel
Description |  | Description of the object | IfcLabel
Manufacturer |  | Manufacturer | IfcLabel
Name |  | IFC name of the object | IfcLabel
Price |  | Price | IfcLabel
Pset_WallCommon
AcousticRating |  | Acoustic rating for this object. It is giving according to the national building code. It indicates the sound transmission resistance of this object by an index ration (instead of providing full sound absorbtion values). | IfcLabel
Combustible | No | Indication whether the object is made from combustible material (TRUE) or not (FALSE). | IfcBoolean
Compartmentation | No | Indication whether the object is designed to serve as a fire compartmentation (TRUE) or not (FALSE). | IfcBoolean
ExtendToStructure | Yes | Indicates whether the object extend to the structure above (TRUE) or not (FALSE). | IfcBoolean
FireRating |  | Fire rating for this object. It is given according to the national fire safety classification. | IfcLabel
IsExternal | Yes | Indication whether the element is designed for use in the exterior (TRUE) or not (FALSE). If (TRUE) it is an external element and faces the outside of the building. | IfcBoolean
LoadBearing | No | Indicates whether the object is intended to carry loads (TRUE) or not (FALSE). | IfcBoolean
Reference |  | Reference ID for this specified type in this project (e.g. type 'A-1') | IfcIdentifier
SurfaceSpreadOfFlame |  | Indication on how the flames spread around the surface, It is given according to the national building code that governs the fire behaviour for materials. | IfcLabel
ThermalTransmittance | 0.553360 | Thermal transmittance coefficient (U-Value) of a material. Here the total thermal transmittance coefficient through the wall (including all materials). | IfcThermalTransmittanceMeasure
Quantities
GrossFootprintArea | 5.1 m² | Area of the wall as viewed by a ground floor view, not taking any wall modifications (like recesses) into account. It is also referred to as the foot print of the wall. | IfcQuantityArea
GrossSideArea | 38.91 m² | Area of the wall as viewed by an elevation view of the middle plane of the wall.It does not take into account any wall modifications(such as openings). | IfcQuantityArea
GrossSideAreaLeft | 38.91 m² | Area of the wall as viewed by an elevation view of the left side (when viewed along the wall path orientation). It does not take into account any wall modifications (such as openings). | IfcQuantityArea
GrossSideAreaRight | 38.91 m² | Area of the wall as viewed by an elevation view of the right side (when viewed along the wall path orientation). It does not take into account any wall modifications (such as openings). | IfcQuantityArea
GrossVolume | 13.62 m³ | Volume of the wall, without taking into account the openings and the connection geometry. | IfcQuantityVolume
NetFootprintArea | 5.1 m² | Area of the wall as viewed by a ground floor view, taking all wall modifications (like recesses) into account. It is also referred to as the foot print of the wall. | IfcQuantityArea
NetSideArea | 38.91 m² | Area of the wall as viewed by an elevation view of the middle plane. It does take into account all wall modifications (such as openings). | IfcQuantityArea
NetSideAreaLeft | 38.91 m² | Area of the wall as viewed by an elevation view of the left side (when viewed along the wall path orientation). It does take into account all wall modifications (such as openings). | IfcQuantityArea
NetSideAreaRight | 38.91 m² | Area of the wall as viewed by an elevation view of the right side (when viewed along the wall path orientation). It does take into account all wall modifications (such as openings). | IfcQuantityArea
NetVolume | 14.02 m³ | Volume of the wall, after subtracting the openings and after considering the connection geometry. | IfcQuantityVolume
NominalHeight | 2750 mm | Total nominal height of the wall. It should only be provided, if it is constant along the wall path. | IfcQuantityLength
NominalLength | 14150 mm | Total nominal length of the wall along the wall path. | IfcQuantityLength
NominalWidth | 350 mm | Total nominal width (or thickness) of the wall measured perpendicular to the wall path. It should only be provided, if it is constant along the wall path. | IfcQuantityLength
21305 |  |  | 0.35 | 2.75 | 8.3 | 22.825 | 21.45 | 10.835 | 9.46 | 3.604 | 1
Name | Value | Description | Categorize in IFC as:
ARCHline.XP Common
ArticleNumber |  | ArticleNumber | IfcLabel
Description |  | Description of the object | IfcLabel
Manufacturer |  | Manufacturer | IfcLabel
Name |  | IFC name of the object | IfcLabel
Price |  | Price | IfcLabel
Pset_WallCommon
AcousticRating |  | Acoustic rating for this object. It is giving according to the national building code. It indicates the sound transmission resistance of this object by an index ration (instead of providing full sound absorbtion values). | IfcLabel
Combustible | No | Indication whether the object is made from combustible material (TRUE) or not (FALSE). | IfcBoolean
Compartmentation | No | Indication whether the object is designed to serve as a fire compartmentation (TRUE) or not (FALSE). | IfcBoolean
ExtendToStructure | Yes | Indicates whether the object extend to the structure above (TRUE) or not (FALSE). | IfcBoolean
FireRating |  | Fire rating for this object. It is given according to the national fire safety classification. | IfcLabel
IsExternal | Yes | Indication whether the element is designed for use in the exterior (TRUE) or not (FALSE). If (TRUE) it is an external element and faces the outside of the building. | IfcBoolean
LoadBearing | No | Indicates whether the object is intended to carry loads (TRUE) or not (FALSE). | IfcBoolean
Reference |  | Reference ID for this specified type in this project (e.g. type 'A-1') | IfcIdentifier
SurfaceSpreadOfFlame |  | Indication on how the flames spread around the surface, It is given according to the national building code that governs the fire behaviour for materials. | IfcLabel
ThermalTransmittance | 0.553360 | Thermal transmittance coefficient (U-Value) of a material. Here the total thermal transmittance coefficient through the wall (including all materials). | IfcThermalTransmittanceMeasure
Quantities
GrossFootprintArea | 2.84 m² | Area of the wall as viewed by a ground floor view, not taking any wall modifications (like recesses) into account. It is also referred to as the foot print of the wall. | IfcQuantityArea
GrossSideArea | 22.14 m² | Area of the wall as viewed by an elevation view of the middle plane of the wall.It does not take into account any wall modifications(such as openings). | IfcQuantityArea
GrossSideAreaLeft | 22.83 m² | Area of the wall as viewed by an elevation view of the left side (when viewed along the wall path orientation). It does not take into account any wall modifications (such as openings). | IfcQuantityArea
GrossSideAreaRight | 21.45 m² | Area of the wall as viewed by an elevation view of the right side (when viewed along the wall path orientation). It does not take into account any wall modifications (such as openings). | IfcQuantityArea
GrossVolume | 7.75 m³ | Volume of the wall, without taking into account the openings and the connection geometry. | IfcQuantityVolume
NetFootprintArea | 2.84 m² | Area of the wall as viewed by a ground floor view, taking all wall modifications (like recesses) into account. It is also referred to as the foot print of the wall. | IfcQuantityArea
NetSideArea | 10.15 m² | Area of the wall as viewed by an elevation view of the middle plane. It does take into account all wall modifications (such as openings). | IfcQuantityArea
NetSideAreaLeft | 10.84 m² | Area of the wall as viewed by an elevation view of the left side (when viewed along the wall path orientation). It does take into account all wall modifications (such as openings). | IfcQuantityArea
NetSideAreaRight | 9.46 m² | Area of the wall as viewed by an elevation view of the right side (when viewed along the wall path orientation). It does take into account all wall modifications (such as openings). | IfcQuantityArea
NetVolume | 3.6 m³ | Volume of the wall, after subtracting the openings and after considering the connection geometry. | IfcQuantityVolume
NominalHeight | 2750 mm | Total nominal height of the wall. It should only be provided, if it is constant along the wall path. | IfcQuantityLength
NominalLength | 8050 mm | Total nominal length of the wall along the wall path. | IfcQuantityLength
NominalWidth | 350 mm | Total nominal width (or thickness) of the wall measured perpendicular to the wall path. It should only be provided, if it is constant along the wall path. | IfcQuantityLength
21309 |  |  | 0.35 | 2.764 | 16.5 | 49.5 | 42.213 | 39.983 | 32.695 | 12.539 | 1
Name | Value | Description | Categorize in IFC as:
ARCHline.XP Common
ArticleNumber |  | ArticleNumber | IfcLabel
Description |  | Description of the object | IfcLabel
Manufacturer |  | Manufacturer | IfcLabel
Name |  | IFC name of the object | IfcLabel
Price |  | Price | IfcLabel
Pset_WallCommon
AcousticRating |  | Acoustic rating for this object. It is giving according to the national building code. It indicates the sound transmission resistance of this object by an index ration (instead of providing full sound absorbtion values). | IfcLabel
Combustible | No | Indication whether the object is made from combustible material (TRUE) or not (FALSE). | IfcBoolean
Compartmentation | No | Indication whether the object is designed to serve as a fire compartmentation (TRUE) or not (FALSE). | IfcBoolean
ExtendToStructure | Yes | Indicates whether the object extend to the structure above (TRUE) or not (FALSE). | IfcBoolean
FireRating |  | Fire rating for this object. It is given according to the national fire safety classification. | IfcLabel
IsExternal | Yes | Indication whether the element is designed for use in the exterior (TRUE) or not (FALSE). If (TRUE) it is an external element and faces the outside of the building. | IfcBoolean
LoadBearing | No | Indicates whether the object is intended to carry loads (TRUE) or not (FALSE). | IfcBoolean
Reference |  | Reference ID for this specified type in this project (e.g. type 'A-1') | IfcIdentifier
SurfaceSpreadOfFlame |  | Indication on how the flames spread around the surface, It is given according to the national building code that governs the fire behaviour for materials. | IfcLabel
ThermalTransmittance | 0.553360 | Thermal transmittance coefficient (U-Value) of a material. Here the total thermal transmittance coefficient through the wall (including all materials). | IfcThermalTransmittanceMeasure
Quantities
GrossFootprintArea | 5.74 m² | Area of the wall as viewed by a ground floor view, not taking any wall modifications (like recesses) into account. It is also referred to as the foot print of the wall. | IfcQuantityArea
GrossSideArea | 45.86 m² | Area of the wall as viewed by an elevation view of the middle plane of the wall.It does not take into account any wall modifications(such as openings). | IfcQuantityArea
GrossSideAreaLeft | 49.5 m² | Area of the wall as viewed by an elevation view of the left side (when viewed along the wall path orientation). It does not take into account any wall modifications (such as openings). | IfcQuantityArea
GrossSideAreaRight | 42.21 m² | Area of the wall as viewed by an elevation view of the right side (when viewed along the wall path orientation). It does not take into account any wall modifications (such as openings). | IfcQuantityArea
GrossVolume | 16.05 m³ | Volume of the wall, without taking into account the openings and the connection geometry. | IfcQuantityVolume
NetFootprintArea | 5.74 m² | Area of the wall as viewed by a ground floor view, taking all wall modifications (like recesses) into account. It is also referred to as the foot print of the wall. | IfcQuantityArea
NetSideArea | 36.34 m² | Area of the wall as viewed by an elevation view of the middle plane. It does take into account all wall modifications (such as openings). | IfcQuantityArea
NetSideAreaLeft | 39.98 m² | Area of the wall as viewed by an elevation view of the left side (when viewed along the wall path orientation). It does take into account all wall modifications (such as openings). | IfcQuantityArea
NetSideAreaRight | 32.7 m² | Area of the wall as viewed by an elevation view of the right side (when viewed along the wall path orientation). It does take into account all wall modifications (such as openings). | IfcQuantityArea
NetVolume | 12.54 m³ | Volume of the wall, after subtracting the openings and after considering the connection geometry. | IfcQuantityVolume
NominalHeight | 2764.4 mm | Total nominal height of the wall. It should only be provided, if it is constant along the wall path. | IfcQuantityLength
NominalLength | 15925 mm | Total nominal length of the wall along the wall path. | IfcQuantityLength
NominalWidth | 350 mm | Total nominal width (or thickness) of the wall measured perpendicular to the wall path. It should only be provided, if it is constant along the wall path. | IfcQuantityLength
21316 |  |  | 0.35 | 2.75 | 13 | 35.75 | 33 | 35.75 | 33 | 12.146 | 1
Name | Value | Description | Categorize in IFC as:
ARCHline.XP Common
ArticleNumber |  | ArticleNumber | IfcLabel
Description |  | Description of the object | IfcLabel
Manufacturer |  | Manufacturer | IfcLabel
Name |  | IFC name of the object | IfcLabel
Price |  | Price | IfcLabel
Pset_WallCommon
AcousticRating |  | Acoustic rating for this object. It is giving according to the national building code. It indicates the sound transmission resistance of this object by an index ration (instead of providing full sound absorbtion values). | IfcLabel
Combustible | No | Indication whether the object is made from combustible material (TRUE) or not (FALSE). | IfcBoolean
Compartmentation | No | Indication whether the object is designed to serve as a fire compartmentation (TRUE) or not (FALSE). | IfcBoolean
ExtendToStructure | Yes | Indicates whether the object extend to the structure above (TRUE) or not (FALSE). | IfcBoolean
FireRating |  | Fire rating for this object. It is given according to the national fire safety classification. | IfcLabel
IsExternal | Yes | Indication whether the element is designed for use in the exterior (TRUE) or not (FALSE). If (TRUE) it is an external element and faces the outside of the building. | IfcBoolean
LoadBearing | No | Indicates whether the object is intended to carry loads (TRUE) or not (FALSE). | IfcBoolean
Reference |  | Reference ID for this specified type in this project (e.g. type 'A-1') | IfcIdentifier
SurfaceSpreadOfFlame |  | Indication on how the flames spread around the surface, It is given according to the national building code that governs the fire behaviour for materials. | IfcLabel
ThermalTransmittance | 0.553360 | Thermal transmittance coefficient (U-Value) of a material. Here the total thermal transmittance coefficient through the wall (including all materials). | IfcThermalTransmittanceMeasure
Quantities
GrossFootprintArea | 4.42 m² | Area of the wall as viewed by a ground floor view, not taking any wall modifications (like recesses) into account. It is also referred to as the foot print of the wall. | IfcQuantityArea
GrossSideArea | 34.38 m² | Area of the wall as viewed by an elevation view of the middle plane of the wall.It does not take into account any wall modifications(such as openings). | IfcQuantityArea
GrossSideAreaLeft | 35.75 m² | Area of the wall as viewed by an elevation view of the left side (when viewed along the wall path orientation). It does not take into account any wall modifications (such as openings). | IfcQuantityArea
GrossSideAreaRight | 33 m² | Area of the wall as viewed by an elevation view of the right side (when viewed along the wall path orientation). It does not take into account any wall modifications (such as openings). | IfcQuantityArea
GrossVolume | 12.03 m³ | Volume of the wall, without taking into account the openings and the connection geometry. | IfcQuantityVolume
NetFootprintArea | 4.42 m² | Area of the wall as viewed by a ground floor view, taking all wall modifications (like recesses) into account. It is also referred to as the foot print of the wall. | IfcQuantityArea
NetSideArea | 34.38 m² | Area of the wall as viewed by an elevation view of the middle plane. It does take into account all wall modifications (such as openings). | IfcQuantityArea
NetSideAreaLeft | 35.75 m² | Area of the wall as viewed by an elevation view of the left side (when viewed along the wall path orientation). It does take into account all wall modifications (such as openings). | IfcQuantityArea
NetSideAreaRight | 33 m² | Area of the wall as viewed by an elevation view of the right side (when viewed along the wall path orientation). It does take into account all wall modifications (such as openings). | IfcQuantityArea
NetVolume | 12.15 m³ | Volume of the wall, after subtracting the openings and after considering the connection geometry. | IfcQuantityVolume
NominalHeight | 2750 mm | Total nominal height of the wall. It should only be provided, if it is constant along the wall path. | IfcQuantityLength
NominalLength | 12500 mm | Total nominal length of the wall along the wall path. | IfcQuantityLength
NominalWidth | 350 mm | Total nominal width (or thickness) of the wall measured perpendicular to the wall path. It should only be provided, if it is constant along the wall path. | IfcQuantityLength
21340 |  |  | 0.35 | 2.75 | 13 | 35.75 | 33.413 | 28.138 | 25.8 | 9.505 | 1
Name | Value | Description | Categorize in IFC as:
ARCHline.XP Common
ArticleNumber |  | ArticleNumber | IfcLabel
Description |  | Description of the object | IfcLabel
Manufacturer |  | Manufacturer | IfcLabel
Name |  | IFC name of the object | IfcLabel
Price |  | Price | IfcLabel
Pset_WallCommon
AcousticRating |  | Acoustic rating for this object. It is giving according to the national building code. It indicates the sound transmission resistance of this object by an index ration (instead of providing full sound absorbtion values). | IfcLabel
Combustible | No | Indication whether the object is made from combustible material (TRUE) or not (FALSE). | IfcBoolean
Compartmentation | No | Indication whether the object is designed to serve as a fire compartmentation (TRUE) or not (FALSE). | IfcBoolean
ExtendToStructure | Yes | Indicates whether the object extend to the structure above (TRUE) or not (FALSE). | IfcBoolean
FireRating |  | Fire rating for this object. It is given according to the national fire safety classification. | IfcLabel
IsExternal | Yes | Indication whether the element is designed for use in the exterior (TRUE) or not (FALSE). If (TRUE) it is an external element and faces the outside of the building. | IfcBoolean
LoadBearing | No | Indicates whether the object is intended to carry loads (TRUE) or not (FALSE). | IfcBoolean
Reference |  | Reference ID for this specified type in this project (e.g. type 'A-1') | IfcIdentifier
SurfaceSpreadOfFlame |  | Indication on how the flames spread around the surface, It is given according to the national building code that governs the fire behaviour for materials. | IfcLabel
ThermalTransmittance | 0.553360 | Thermal transmittance coefficient (U-Value) of a material. Here the total thermal transmittance coefficient through the wall (including all materials). | IfcThermalTransmittanceMeasure
Quantities
GrossFootprintArea | 4.43 m² | Area of the wall as viewed by a ground floor view, not taking any wall modifications (like recesses) into account. It is also referred to as the foot print of the wall. | IfcQuantityArea
GrossSideArea | 34.58 m² | Area of the wall as viewed by an elevation view of the middle plane of the wall.It does not take into account any wall modifications(such as openings). | IfcQuantityArea
GrossSideAreaLeft | 35.75 m² | Area of the wall as viewed by an elevation view of the left side (when viewed along the wall path orientation). It does not take into account any wall modifications (such as openings). | IfcQuantityArea
GrossSideAreaRight | 33.41 m² | Area of the wall as viewed by an elevation view of the right side (when viewed along the wall path orientation). It does not take into account any wall modifications (such as openings). | IfcQuantityArea
GrossVolume | 12.1 m³ | Volume of the wall, without taking into account the openings and the connection geometry. | IfcQuantityVolume
NetFootprintArea | 4.43 m² | Area of the wall as viewed by a ground floor view, taking all wall modifications (like recesses) into account. It is also referred to as the foot print of the wall. | IfcQuantityArea
NetSideArea | 26.97 m² | Area of the wall as viewed by an elevation view of the middle plane. It does take into account all wall modifications (such as openings). | IfcQuantityArea
NetSideAreaLeft | 28.14 m² | Area of the wall as viewed by an elevation view of the left side (when viewed along the wall path orientation). It does take into account all wall modifications (such as openings). | IfcQuantityArea
NetSideAreaRight | 25.8 m² | Area of the wall as viewed by an elevation view of the right side (when viewed along the wall path orientation). It does take into account all wall modifications (such as openings). | IfcQuantityArea
NetVolume | 9.51 m³ | Volume of the wall, after subtracting the openings and after considering the connection geometry. | IfcQuantityVolume
NominalHeight | 2750 mm | Total nominal height of the wall. It should only be provided, if it is constant along the wall path. | IfcQuantityLength
NominalLength | 12575 mm | Total nominal length of the wall along the wall path. | IfcQuantityLength
NominalWidth | 350 mm | Total nominal width (or thickness) of the wall measured perpendicular to the wall path. It should only be provided, if it is constant along the wall path. | IfcQuantityLength
21344 | Paredes\Interiores\Parede_Interior_Tijolo (15cm) |  | 0.15 | 2.75 | 4.32 | 11.467 | 11.88 | 11.467 | 11.88 | 1.792 | 1
Name | Value | Description | Categorize in IFC as:
ARCHline.XP Common
ArticleNumber |  | ArticleNumber | IfcLabel
Description |  | Description of the object | IfcLabel
Manufacturer |  | Manufacturer | IfcLabel
Name |  | IFC name of the object | IfcLabel
Price |  | Price | IfcLabel
Pset_WallCommon
AcousticRating |  | Acoustic rating for this object. It is giving according to the national building code. It indicates the sound transmission resistance of this object by an index ration (instead of providing full sound absorbtion values). | IfcLabel
Combustible | No | Indication whether the object is made from combustible material (TRUE) or not (FALSE). | IfcBoolean
Compartmentation | No | Indication whether the object is designed to serve as a fire compartmentation (TRUE) or not (FALSE). | IfcBoolean
ExtendToStructure | Yes | Indicates whether the object extend to the structure above (TRUE) or not (FALSE). | IfcBoolean
FireRating |  | Fire rating for this object. It is given according to the national fire safety classification. | IfcLabel
IsExternal | Yes | Indication whether the element is designed for use in the exterior (TRUE) or not (FALSE). If (TRUE) it is an external element and faces the outside of the building. | IfcBoolean
LoadBearing | No | Indicates whether the object is intended to carry loads (TRUE) or not (FALSE). | IfcBoolean
Reference |  | Reference ID for this specified type in this project (e.g. type 'A-1') | IfcIdentifier
SurfaceSpreadOfFlame |  | Indication on how the flames spread around the surface, It is given according to the national building code that governs the fire behaviour for materials. | IfcLabel
ThermalTransmittance | 3.721881 | Thermal transmittance coefficient (U-Value) of a material. Here the total thermal transmittance coefficient through the wall (including all materials). | IfcThermalTransmittanceMeasure
Quantities
GrossFootprintArea | 0.652 m² | Area of the wall as viewed by a ground floor view, not taking any wall modifications (like recesses) into account. It is also referred to as the foot print of the wall. | IfcQuantityArea
GrossSideArea | 11.67 m² | Area of the wall as viewed by an elevation view of the middle plane of the wall.It does not take into account any wall modifications(such as openings). | IfcQuantityArea
GrossSideAreaLeft | 11.47 m² | Area of the wall as viewed by an elevation view of the left side (when viewed along the wall path orientation). It does not take into account any wall modifications (such as openings). | IfcQuantityArea
GrossSideAreaRight | 11.88 m² | Area of the wall as viewed by an elevation view of the right side (when viewed along the wall path orientation). It does not take into account any wall modifications (such as openings). | IfcQuantityArea
GrossVolume | 1.75 m³ | Volume of the wall, without taking into account the openings and the connection geometry. | IfcQuantityVolume
NetFootprintArea | 0.652 m² | Area of the wall as viewed by a ground floor view, taking all wall modifications (like recesses) into account. It is also referred to as the foot print of the wall. | IfcQuantityArea
NetSideArea | 11.67 m² | Area of the wall as viewed by an elevation view of the middle plane. It does take into account all wall modifications (such as openings). | IfcQuantityArea
NetSideAreaLeft | 11.47 m² | Area of the wall as viewed by an elevation view of the left side (when viewed along the wall path orientation). It does take into account all wall modifications (such as openings). | IfcQuantityArea
NetSideAreaRight | 11.88 m² | Area of the wall as viewed by an elevation view of the right side (when viewed along the wall path orientation). It does take into account all wall modifications (such as openings). | IfcQuantityArea
NetVolume | 1.79 m³ | Volume of the wall, after subtracting the openings and after considering the connection geometry. | IfcQuantityVolume
NominalHeight | 2750 mm | Total nominal height of the wall. It should only be provided, if it is constant along the wall path. | IfcQuantityLength
NominalLength | 4245 mm | Total nominal length of the wall along the wall path. | IfcQuantityLength
NominalWidth | 150 mm | Total nominal width (or thickness) of the wall measured perpendicular to the wall path. It should only be provided, if it is constant along the wall path. | IfcQuantityLength
21348 |  |  | 0.35 | 2.75 | 8.3 | 22.825 | 21.038 | 12.265 | 10.478 | 4.211 | 1
Name | Value | Description | Categorize in IFC as:
ARCHline.XP Common
ArticleNumber |  | ArticleNumber | IfcLabel
Description |  | Description of the object | IfcLabel
Manufacturer |  | Manufacturer | IfcLabel
Name |  | IFC name of the object | IfcLabel
Price |  | Price | IfcLabel
Pset_WallCommon
AcousticRating |  | Acoustic rating for this object. It is giving according to the national building code. It indicates the sound transmission resistance of this object by an index ration (instead of providing full sound absorbtion values). | IfcLabel
Combustible | No | Indication whether the object is made from combustible material (TRUE) or not (FALSE). | IfcBoolean
Compartmentation | No | Indication whether the object is designed to serve as a fire compartmentation (TRUE) or not (FALSE). | IfcBoolean
ExtendToStructure | Yes | Indicates whether the object extend to the structure above (TRUE) or not (FALSE). | IfcBoolean
FireRating |  | Fire rating for this object. It is given according to the national fire safety classification. | IfcLabel
IsExternal | Yes | Indication whether the element is designed for use in the exterior (TRUE) or not (FALSE). If (TRUE) it is an external element and faces the outside of the building. | IfcBoolean
LoadBearing | No | Indicates whether the object is intended to carry loads (TRUE) or not (FALSE). | IfcBoolean
Reference |  | Reference ID for this specified type in this project (e.g. type 'A-1') | IfcIdentifier
SurfaceSpreadOfFlame |  | Indication on how the flames spread around the surface, It is given according to the national building code that governs the fire behaviour for materials. | IfcLabel
ThermalTransmittance | 0.553360 | Thermal transmittance coefficient (U-Value) of a material. Here the total thermal transmittance coefficient through the wall (including all materials). | IfcThermalTransmittanceMeasure
Quantities
GrossFootprintArea | 2.88 m² | Area of the wall as viewed by a ground floor view, not taking any wall modifications (like recesses) into account. It is also referred to as the foot print of the wall. | IfcQuantityArea
GrossSideArea | 21.93 m² | Area of the wall as viewed by an elevation view of the middle plane of the wall.It does not take into account any wall modifications(such as openings). | IfcQuantityArea
GrossSideAreaLeft | 22.83 m² | Area of the wall as viewed by an elevation view of the left side (when viewed along the wall path orientation). It does not take into account any wall modifications (such as openings). | IfcQuantityArea
GrossSideAreaRight | 21.04 m² | Area of the wall as viewed by an elevation view of the right side (when viewed along the wall path orientation). It does not take into account any wall modifications (such as openings). | IfcQuantityArea
GrossVolume | 7.68 m³ | Volume of the wall, without taking into account the openings and the connection geometry. | IfcQuantityVolume
NetFootprintArea | 2.88 m² | Area of the wall as viewed by a ground floor view, taking all wall modifications (like recesses) into account. It is also referred to as the foot print of the wall. | IfcQuantityArea
NetSideArea | 11.37 m² | Area of the wall as viewed by an elevation view of the middle plane. It does take into account all wall modifications (such as openings). | IfcQuantityArea
NetSideAreaLeft | 12.27 m² | Area of the wall as viewed by an elevation view of the left side (when viewed along the wall path orientation). It does take into account all wall modifications (such as openings). | IfcQuantityArea
NetSideAreaRight | 10.48 m² | Area of the wall as viewed by an elevation view of the right side (when viewed along the wall path orientation). It does take into account all wall modifications (such as openings). | IfcQuantityArea
NetVolume | 4.21 m³ | Volume of the wall, after subtracting the openings and after considering the connection geometry. | IfcQuantityVolume
NominalHeight | 2750 mm | Total nominal height of the wall. It should only be provided, if it is constant along the wall path. | IfcQuantityLength
NominalLength | 7975 mm | Total nominal length of the wall along the wall path. | IfcQuantityLength
NominalWidth | 350 mm | Total nominal width (or thickness) of the wall measured perpendicular to the wall path. It should only be provided, if it is constant along the wall path. | IfcQuantityLength
21350 | Paredes\Interiores\Parede_Interior_Tijolo (15cm) |  | 0.15 | 2.75 | 0.6 | 1.65 | 1.65 | 1.65 | 1.65 | 0.213 | 1
Name | Value | Description | Categorize in IFC as:
ARCHline.XP Common
ArticleNumber |  | ArticleNumber | IfcLabel
Description |  | Description of the object | IfcLabel
Manufacturer |  | Manufacturer | IfcLabel
Name |  | IFC name of the object | IfcLabel
Price |  | Price | IfcLabel
Pset_WallCommon
AcousticRating |  | Acoustic rating for this object. It is giving according to the national building code. It indicates the sound transmission resistance of this object by an index ration (instead of providing full sound absorbtion values). | IfcLabel
Combustible | No | Indication whether the object is made from combustible material (TRUE) or not (FALSE). | IfcBoolean
Compartmentation | No | Indication whether the object is designed to serve as a fire compartmentation (TRUE) or not (FALSE). | IfcBoolean
ExtendToStructure | Yes | Indicates whether the object extend to the structure above (TRUE) or not (FALSE). | IfcBoolean
FireRating |  | Fire rating for this object. It is given according to the national fire safety classification. | IfcLabel
IsExternal | Yes | Indication whether the element is designed for use in the exterior (TRUE) or not (FALSE). If (TRUE) it is an external element and faces the outside of the building. | IfcBoolean
LoadBearing | No | Indicates whether the object is intended to carry loads (TRUE) or not (FALSE). | IfcBoolean
Reference |  | Reference ID for this specified type in this project (e.g. type 'A-1') | IfcIdentifier
SurfaceSpreadOfFlame |  | Indication on how the flames spread around the surface, It is given according to the national building code that governs the fire behaviour for materials. | IfcLabel
ThermalTransmittance | 3.721881 | Thermal transmittance coefficient (U-Value) of a material. Here the total thermal transmittance coefficient through the wall (including all materials). | IfcThermalTransmittanceMeasure
Quantities
GrossFootprintArea | 0.078 m² | Area of the wall as viewed by a ground floor view, not taking any wall modifications (like recesses) into account. It is also referred to as the foot print of the wall. | IfcQuantityArea
GrossSideArea | 1.65 m² | Area of the wall as viewed by an elevation view of the middle plane of the wall.It does not take into account any wall modifications(such as openings). | IfcQuantityArea
GrossSideAreaLeft | 1.65 m² | Area of the wall as viewed by an elevation view of the left side (when viewed along the wall path orientation). It does not take into account any wall modifications (such as openings). | IfcQuantityArea
GrossSideAreaRight | 1.65 m² | Area of the wall as viewed by an elevation view of the right side (when viewed along the wall path orientation). It does not take into account any wall modifications (such as openings). | IfcQuantityArea
GrossVolume | 0.248 m³ | Volume of the wall, without taking into account the openings and the connection geometry. | IfcQuantityVolume
NetFootprintArea | 0.078 m² | Area of the wall as viewed by a ground floor view, taking all wall modifications (like recesses) into account. It is also referred to as the foot print of the wall. | IfcQuantityArea
NetSideArea | 1.65 m² | Area of the wall as viewed by an elevation view of the middle plane. It does take into account all wall modifications (such as openings). | IfcQuantityArea
NetSideAreaLeft | 1.65 m² | Area of the wall as viewed by an elevation view of the left side (when viewed along the wall path orientation). It does take into account all wall modifications (such as openings). | IfcQuantityArea
NetSideAreaRight | 1.65 m² | Area of the wall as viewed by an elevation view of the right side (when viewed along the wall path orientation). It does take into account all wall modifications (such as openings). | IfcQuantityArea
NetVolume | 0.213 m³ | Volume of the wall, after subtracting the openings and after considering the connection geometry. | IfcQuantityVolume
NominalHeight | 2750 mm | Total nominal height of the wall. It should only be provided, if it is constant along the wall path. | IfcQuantityLength
NominalLength | 600 mm | Total nominal length of the wall along the wall path. | IfcQuantityLength
NominalWidth | 150 mm | Total nominal width (or thickness) of the wall measured perpendicular to the wall path. It should only be provided, if it is constant along the wall path. | IfcQuantityLength
21359 | Paredes\Interiores\Parede_Interior_Tijolo (15cm) |  | 0.15 | 2.75 | 3.6 | 9.9 | 9.488 | 7.356 | 6.944 | 1.109 | 1
Name | Value | Description | Categorize in IFC as:
ARCHline.XP Common
ArticleNumber |  | ArticleNumber | IfcLabel
Description |  | Description of the object | IfcLabel
Manufacturer |  | Manufacturer | IfcLabel
Name |  | IFC name of the object | IfcLabel
Price |  | Price | IfcLabel
Pset_WallCommon
AcousticRating |  | Acoustic rating for this object. It is giving according to the national building code. It indicates the sound transmission resistance of this object by an index ration (instead of providing full sound absorbtion values). | IfcLabel
Combustible | No | Indication whether the object is made from combustible material (TRUE) or not (FALSE). | IfcBoolean
Compartmentation | No | Indication whether the object is designed to serve as a fire compartmentation (TRUE) or not (FALSE). | IfcBoolean
ExtendToStructure | Yes | Indicates whether the object extend to the structure above (TRUE) or not (FALSE). | IfcBoolean
FireRating |  | Fire rating for this object. It is given according to the national fire safety classification. | IfcLabel
IsExternal | Yes | Indication whether the element is designed for use in the exterior (TRUE) or not (FALSE). If (TRUE) it is an external element and faces the outside of the building. | IfcBoolean
LoadBearing | No | Indicates whether the object is intended to carry loads (TRUE) or not (FALSE). | IfcBoolean
Reference |  | Reference ID for this specified type in this project (e.g. type 'A-1') | IfcIdentifier
SurfaceSpreadOfFlame |  | Indication on how the flames spread around the surface, It is given according to the national building code that governs the fire behaviour for materials. | IfcLabel
ThermalTransmittance | 3.721881 | Thermal transmittance coefficient (U-Value) of a material. Here the total thermal transmittance coefficient through the wall (including all materials). | IfcThermalTransmittanceMeasure
Quantities
GrossFootprintArea | 0.542 m² | Area of the wall as viewed by a ground floor view, not taking any wall modifications (like recesses) into account. It is also referred to as the foot print of the wall. | IfcQuantityArea
GrossSideArea | 9.69 m² | Area of the wall as viewed by an elevation view of the middle plane of the wall.It does not take into account any wall modifications(such as openings). | IfcQuantityArea
GrossSideAreaLeft | 9.9 m² | Area of the wall as viewed by an elevation view of the left side (when viewed along the wall path orientation). It does not take into account any wall modifications (such as openings). | IfcQuantityArea
GrossSideAreaRight | 9.49 m² | Area of the wall as viewed by an elevation view of the right side (when viewed along the wall path orientation). It does not take into account any wall modifications (such as openings). | IfcQuantityArea
GrossVolume | 1.45 m³ | Volume of the wall, without taking into account the openings and the connection geometry. | IfcQuantityVolume
NetFootprintArea | 0.542 m² | Area of the wall as viewed by a ground floor view, taking all wall modifications (like recesses) into account. It is also referred to as the foot print of the wall. | IfcQuantityArea
NetSideArea | 7.15 m² | Area of the wall as viewed by an elevation view of the middle plane. It does take into account all wall modifications (such as openings). | IfcQuantityArea
NetSideAreaLeft | 7.36 m² | Area of the wall as viewed by an elevation view of the left side (when viewed along the wall path orientation). It does take into account all wall modifications (such as openings). | IfcQuantityArea
NetSideAreaRight | 6.94 m² | Area of the wall as viewed by an elevation view of the right side (when viewed along the wall path orientation). It does take into account all wall modifications (such as openings). | IfcQuantityArea
NetVolume | 1.11 m³ | Volume of the wall, after subtracting the openings and after considering the connection geometry. | IfcQuantityVolume
NominalHeight | 2750 mm | Total nominal height of the wall. It should only be provided, if it is constant along the wall path. | IfcQuantityLength
NominalLength | 3525 mm | Total nominal length of the wall along the wall path. | IfcQuantityLength
NominalWidth | 150 mm | Total nominal width (or thickness) of the wall measured perpendicular to the wall path. It should only be provided, if it is constant along the wall path. | IfcQuantityLength
21361 | Paredes\Interiores\Parede_Interior_Tijolo (15cm) |  | 0.15 | 2.75 | 5.088 | 13.991 | 13.166 | 10.005 | 9.18 | 1.487 | 1
Name | Value | Description | Categorize in IFC as:
ARCHline.XP Common
ArticleNumber |  | ArticleNumber | IfcLabel
Description |  | Description of the object | IfcLabel
Manufacturer |  | Manufacturer | IfcLabel
Name |  | IFC name of the object | IfcLabel
Price |  | Price | IfcLabel
Pset_WallCommon
AcousticRating |  | Acoustic rating for this object. It is giving according to the national building code. It indicates the sound transmission resistance of this object by an index ration (instead of providing full sound absorbtion values). | IfcLabel
Combustible | No | Indication whether the object is made from combustible material (TRUE) or not (FALSE). | IfcBoolean
Compartmentation | No | Indication whether the object is designed to serve as a fire compartmentation (TRUE) or not (FALSE). | IfcBoolean
ExtendToStructure | Yes | Indicates whether the object extend to the structure above (TRUE) or not (FALSE). | IfcBoolean
FireRating |  | Fire rating for this object. It is given according to the national fire safety classification. | IfcLabel
IsExternal | Yes | Indication whether the element is designed for use in the exterior (TRUE) or not (FALSE). If (TRUE) it is an external element and faces the outside of the building. | IfcBoolean
LoadBearing | No | Indicates whether the object is intended to carry loads (TRUE) or not (FALSE). | IfcBoolean
Reference |  | Reference ID for this specified type in this project (e.g. type 'A-1') | IfcIdentifier
SurfaceSpreadOfFlame |  | Indication on how the flames spread around the surface, It is given according to the national building code that governs the fire behaviour for materials. | IfcLabel
ThermalTransmittance | 3.721881 | Thermal transmittance coefficient (U-Value) of a material. Here the total thermal transmittance coefficient through the wall (including all materials). | IfcThermalTransmittanceMeasure
Quantities
GrossFootprintArea | 0.758 m² | Area of the wall as viewed by a ground floor view, not taking any wall modifications (like recesses) into account. It is also referred to as the foot print of the wall. | IfcQuantityArea
GrossSideArea | 13.58 m² | Area of the wall as viewed by an elevation view of the middle plane of the wall.It does not take into account any wall modifications(such as openings). | IfcQuantityArea
GrossSideAreaLeft | 13.99 m² | Area of the wall as viewed by an elevation view of the left side (when viewed along the wall path orientation). It does not take into account any wall modifications (such as openings). | IfcQuantityArea
GrossSideAreaRight | 13.17 m² | Area of the wall as viewed by an elevation view of the right side (when viewed along the wall path orientation). It does not take into account any wall modifications (such as openings). | IfcQuantityArea
GrossVolume | 2.04 m³ | Volume of the wall, without taking into account the openings and the connection geometry. | IfcQuantityVolume
NetFootprintArea | 0.758 m² | Area of the wall as viewed by a ground floor view, taking all wall modifications (like recesses) into account. It is also referred to as the foot print of the wall. | IfcQuantityArea
NetSideArea | 9.59 m² | Area of the wall as viewed by an elevation view of the middle plane. It does take into account all wall modifications (such as openings). | IfcQuantityArea
NetSideAreaLeft | 10.01 m² | Area of the wall as viewed by an elevation view of the left side (when viewed along the wall path orientation). It does take into account all wall modifications (such as openings). | IfcQuantityArea
NetSideAreaRight | 9.18 m² | Area of the wall as viewed by an elevation view of the right side (when viewed along the wall path orientation). It does take into account all wall modifications (such as openings). | IfcQuantityArea
NetVolume | 1.49 m³ | Volume of the wall, after subtracting the openings and after considering the connection geometry. | IfcQuantityVolume
NominalHeight | 2750 mm | Total nominal height of the wall. It should only be provided, if it is constant along the wall path. | IfcQuantityLength
NominalLength | 4937.5 mm | Total nominal length of the wall along the wall path. | IfcQuantityLength
NominalWidth | 150 mm | Total nominal width (or thickness) of the wall measured perpendicular to the wall path. It should only be provided, if it is constant along the wall path. | IfcQuantityLength
21364 | Paredes\Interiores\Parede_Interior_Tijolo (15cm) |  | 0.15 | 2.75 | 1.2 | 3.3 | 3.3 | 1.625 | 1.625 | 0.256 | 1
Name | Value | Description | Categorize in IFC as:
ARCHline.XP Common
ArticleNumber |  | ArticleNumber | IfcLabel
Description |  | Description of the object | IfcLabel
Manufacturer |  | Manufacturer | IfcLabel
Name |  | IFC name of the object | IfcLabel
Price |  | Price | IfcLabel
Pset_WallCommon
AcousticRating |  | Acoustic rating for this object. It is giving according to the national building code. It indicates the sound transmission resistance of this object by an index ration (instead of providing full sound absorbtion values). | IfcLabel
Combustible | No | Indication whether the object is made from combustible material (TRUE) or not (FALSE). | IfcBoolean
Compartmentation | No | Indication whether the object is designed to serve as a fire compartmentation (TRUE) or not (FALSE). | IfcBoolean
ExtendToStructure | Yes | Indicates whether the object extend to the structure above (TRUE) or not (FALSE). | IfcBoolean
FireRating |  | Fire rating for this object. It is given according to the national fire safety classification. | IfcLabel
IsExternal | Yes | Indication whether the element is designed for use in the exterior (TRUE) or not (FALSE). If (TRUE) it is an external element and faces the outside of the building. | IfcBoolean
LoadBearing | No | Indicates whether the object is intended to carry loads (TRUE) or not (FALSE). | IfcBoolean
Reference |  | Reference ID for this specified type in this project (e.g. type 'A-1') | IfcIdentifier
SurfaceSpreadOfFlame |  | Indication on how the flames spread around the surface, It is given according to the national building code that governs the fire behaviour for materials. | IfcLabel
ThermalTransmittance | 3.721881 | Thermal transmittance coefficient (U-Value) of a material. Here the total thermal transmittance coefficient through the wall (including all materials). | IfcThermalTransmittanceMeasure
Quantities
GrossFootprintArea | 0.184 m² | Area of the wall as viewed by a ground floor view, not taking any wall modifications (like recesses) into account. It is also referred to as the foot print of the wall. | IfcQuantityArea
GrossSideArea | 3.3 m² | Area of the wall as viewed by an elevation view of the middle plane of the wall.It does not take into account any wall modifications(such as openings). | IfcQuantityArea
GrossSideAreaLeft | 3.3 m² | Area of the wall as viewed by an elevation view of the left side (when viewed along the wall path orientation). It does not take into account any wall modifications (such as openings). | IfcQuantityArea
GrossSideAreaRight | 3.3 m² | Area of the wall as viewed by an elevation view of the right side (when viewed along the wall path orientation). It does not take into account any wall modifications (such as openings). | IfcQuantityArea
GrossVolume | 0.495 m³ | Volume of the wall, without taking into account the openings and the connection geometry. | IfcQuantityVolume
NetFootprintArea | 0.184 m² | Area of the wall as viewed by a ground floor view, taking all wall modifications (like recesses) into account. It is also referred to as the foot print of the wall. | IfcQuantityArea
NetSideArea | 1.63 m² | Area of the wall as viewed by an elevation view of the middle plane. It does take into account all wall modifications (such as openings). | IfcQuantityArea
NetSideAreaLeft | 1.63 m² | Area of the wall as viewed by an elevation view of the left side (when viewed along the wall path orientation). It does take into account all wall modifications (such as openings). | IfcQuantityArea
NetSideAreaRight | 1.63 m² | Area of the wall as viewed by an elevation view of the right side (when viewed along the wall path orientation). It does take into account all wall modifications (such as openings). | IfcQuantityArea
NetVolume | 0.256 m³ | Volume of the wall, after subtracting the openings and after considering the connection geometry. | IfcQuantityVolume
NominalHeight | 2750 mm | Total nominal height of the wall. It should only be provided, if it is constant along the wall path. | IfcQuantityLength
NominalLength | 1200 mm | Total nominal length of the wall along the wall path. | IfcQuantityLength
NominalWidth | 150 mm | Total nominal width (or thickness) of the wall measured perpendicular to the wall path. It should only be provided, if it is constant along the wall path. | IfcQuantityLength
21371 |  |  | 0.35 | 2.75 | 8.3 | 22.825 | 21.45 | 10.835 | 9.46 | 3.604 | 1
Name | Value | Description | Categorize in IFC as:
ARCHline.XP Common
ArticleNumber |  | ArticleNumber | IfcLabel
Description |  | Description of the object | IfcLabel
Manufacturer |  | Manufacturer | IfcLabel
Name |  | IFC name of the object | IfcLabel
Price |  | Price | IfcLabel
Pset_WallCommon
AcousticRating |  | Acoustic rating for this object. It is giving according to the national building code. It indicates the sound transmission resistance of this object by an index ration (instead of providing full sound absorbtion values). | IfcLabel
Combustible | No | Indication whether the object is made from combustible material (TRUE) or not (FALSE). | IfcBoolean
Compartmentation | No | Indication whether the object is designed to serve as a fire compartmentation (TRUE) or not (FALSE). | IfcBoolean
ExtendToStructure | Yes | Indicates whether the object extend to the structure above (TRUE) or not (FALSE). | IfcBoolean
FireRating |  | Fire rating for this object. It is given according to the national fire safety classification. | IfcLabel
IsExternal | Yes | Indication whether the element is designed for use in the exterior (TRUE) or not (FALSE). If (TRUE) it is an external element and faces the outside of the building. | IfcBoolean
LoadBearing | No | Indicates whether the object is intended to carry loads (TRUE) or not (FALSE). | IfcBoolean
Reference |  | Reference ID for this specified type in this project (e.g. type 'A-1') | IfcIdentifier
SurfaceSpreadOfFlame |  | Indication on how the flames spread around the surface, It is given according to the national building code that governs the fire behaviour for materials. | IfcLabel
ThermalTransmittance | 0.553360 | Thermal transmittance coefficient (U-Value) of a material. Here the total thermal transmittance coefficient through the wall (including all materials). | IfcThermalTransmittanceMeasure
Quantities
GrossFootprintArea | 2.84 m² | Area of the wall as viewed by a ground floor view, not taking any wall modifications (like recesses) into account. It is also referred to as the foot print of the wall. | IfcQuantityArea
GrossSideArea | 22.14 m² | Area of the wall as viewed by an elevation view of the middle plane of the wall.It does not take into account any wall modifications(such as openings). | IfcQuantityArea
GrossSideAreaLeft | 22.83 m² | Area of the wall as viewed by an elevation view of the left side (when viewed along the wall path orientation). It does not take into account any wall modifications (such as openings). | IfcQuantityArea
GrossSideAreaRight | 21.45 m² | Area of the wall as viewed by an elevation view of the right side (when viewed along the wall path orientation). It does not take into account any wall modifications (such as openings). | IfcQuantityArea
GrossVolume | 7.75 m³ | Volume of the wall, without taking into account the openings and the connection geometry. | IfcQuantityVolume
NetFootprintArea | 2.84 m² | Area of the wall as viewed by a ground floor view, taking all wall modifications (like recesses) into account. It is also referred to as the foot print of the wall. | IfcQuantityArea
NetSideArea | 10.15 m² | Area of the wall as viewed by an elevation view of the middle plane. It does take into account all wall modifications (such as openings). | IfcQuantityArea
NetSideAreaLeft | 10.84 m² | Area of the wall as viewed by an elevation view of the left side (when viewed along the wall path orientation). It does take into account all wall modifications (such as openings). | IfcQuantityArea
NetSideAreaRight | 9.46 m² | Area of the wall as viewed by an elevation view of the right side (when viewed along the wall path orientation). It does take into account all wall modifications (such as openings). | IfcQuantityArea
NetVolume | 3.6 m³ | Volume of the wall, after subtracting the openings and after considering the connection geometry. | IfcQuantityVolume
NominalHeight | 2750 mm | Total nominal height of the wall. It should only be provided, if it is constant along the wall path. | IfcQuantityLength
NominalLength | 8050 mm | Total nominal length of the wall along the wall path. | IfcQuantityLength
NominalWidth | 350 mm | Total nominal width (or thickness) of the wall measured perpendicular to the wall path. It should only be provided, if it is constant along the wall path. | IfcQuantityLength
21372 | Paredes\Interiores\Parede_Interior_Tijolo (15cm) |  | 0.15 | 2.75 | 5.2 | 14.3 | 14.3 | 14.3 | 14.3 | 2.157 | 1
Name | Value | Description | Categorize in IFC as:
ARCHline.XP Common
ArticleNumber |  | ArticleNumber | IfcLabel
Description |  | Description of the object | IfcLabel
Manufacturer |  | Manufacturer | IfcLabel
Name |  | IFC name of the object | IfcLabel
Price |  | Price | IfcLabel
Pset_WallCommon
AcousticRating |  | Acoustic rating for this object. It is giving according to the national building code. It indicates the sound transmission resistance of this object by an index ration (instead of providing full sound absorbtion values). | IfcLabel
Combustible | No | Indication whether the object is made from combustible material (TRUE) or not (FALSE). | IfcBoolean
Compartmentation | No | Indication whether the object is designed to serve as a fire compartmentation (TRUE) or not (FALSE). | IfcBoolean
ExtendToStructure | Yes | Indicates whether the object extend to the structure above (TRUE) or not (FALSE). | IfcBoolean
FireRating |  | Fire rating for this object. It is given according to the national fire safety classification. | IfcLabel
IsExternal | Yes | Indication whether the element is designed for use in the exterior (TRUE) or not (FALSE). If (TRUE) it is an external element and faces the outside of the building. | IfcBoolean
LoadBearing | No | Indicates whether the object is intended to carry loads (TRUE) or not (FALSE). | IfcBoolean
Reference |  | Reference ID for this specified type in this project (e.g. type 'A-1') | IfcIdentifier
SurfaceSpreadOfFlame |  | Indication on how the flames spread around the surface, It is given according to the national building code that governs the fire behaviour for materials. | IfcLabel
ThermalTransmittance | 3.721881 | Thermal transmittance coefficient (U-Value) of a material. Here the total thermal transmittance coefficient through the wall (including all materials). | IfcThermalTransmittanceMeasure
Quantities
GrossFootprintArea | 0.784 m² | Area of the wall as viewed by a ground floor view, not taking any wall modifications (like recesses) into account. It is also referred to as the foot print of the wall. | IfcQuantityArea
GrossSideArea | 14.3 m² | Area of the wall as viewed by an elevation view of the middle plane of the wall.It does not take into account any wall modifications(such as openings). | IfcQuantityArea
GrossSideAreaLeft | 14.3 m² | Area of the wall as viewed by an elevation view of the left side (when viewed along the wall path orientation). It does not take into account any wall modifications (such as openings). | IfcQuantityArea
GrossSideAreaRight | 14.3 m² | Area of the wall as viewed by an elevation view of the right side (when viewed along the wall path orientation). It does not take into account any wall modifications (such as openings). | IfcQuantityArea
GrossVolume | 2.15 m³ | Volume of the wall, without taking into account the openings and the connection geometry. | IfcQuantityVolume
NetFootprintArea | 0.784 m² | Area of the wall as viewed by a ground floor view, taking all wall modifications (like recesses) into account. It is also referred to as the foot print of the wall. | IfcQuantityArea
NetSideArea | 14.3 m² | Area of the wall as viewed by an elevation view of the middle plane. It does take into account all wall modifications (such as openings). | IfcQuantityArea
NetSideAreaLeft | 14.3 m² | Area of the wall as viewed by an elevation view of the left side (when viewed along the wall path orientation). It does take into account all wall modifications (such as openings). | IfcQuantityArea
NetSideAreaRight | 14.3 m² | Area of the wall as viewed by an elevation view of the right side (when viewed along the wall path orientation). It does take into account all wall modifications (such as openings). | IfcQuantityArea
NetVolume | 2.16 m³ | Volume of the wall, after subtracting the openings and after considering the connection geometry. | IfcQuantityVolume
NominalHeight | 2750 mm | Total nominal height of the wall. It should only be provided, if it is constant along the wall path. | IfcQuantityLength
NominalLength | 5200 mm | Total nominal length of the wall along the wall path. | IfcQuantityLength
NominalWidth | 150 mm | Total nominal width (or thickness) of the wall measured perpendicular to the wall path. It should only be provided, if it is constant along the wall path. | IfcQuantityLength
21375 | Paredes\Interiores\Parede_Interior_Tijolo (15cm) |  | 0.15 | 2.75 | 1.75 | 4.813 | 4.813 | 4.813 | 4.813 | 0.734 | 1
Name | Value | Description | Categorize in IFC as:
ARCHline.XP Common
ArticleNumber |  | ArticleNumber | IfcLabel
Description |  | Description of the object | IfcLabel
Manufacturer |  | Manufacturer | IfcLabel
Name |  | IFC name of the object | IfcLabel
Price |  | Price | IfcLabel
Pset_WallCommon
AcousticRating |  | Acoustic rating for this object. It is giving according to the national building code. It indicates the sound transmission resistance of this object by an index ration (instead of providing full sound absorbtion values). | IfcLabel
Combustible | No | Indication whether the object is made from combustible material (TRUE) or not (FALSE). | IfcBoolean
Compartmentation | No | Indication whether the object is designed to serve as a fire compartmentation (TRUE) or not (FALSE). | IfcBoolean
ExtendToStructure | Yes | Indicates whether the object extend to the structure above (TRUE) or not (FALSE). | IfcBoolean
FireRating |  | Fire rating for this object. It is given according to the national fire safety classification. | IfcLabel
IsExternal | Yes | Indication whether the element is designed for use in the exterior (TRUE) or not (FALSE). If (TRUE) it is an external element and faces the outside of the building. | IfcBoolean
LoadBearing | No | Indicates whether the object is intended to carry loads (TRUE) or not (FALSE). | IfcBoolean
Reference |  | Reference ID for this specified type in this project (e.g. type 'A-1') | IfcIdentifier
SurfaceSpreadOfFlame |  | Indication on how the flames spread around the surface, It is given according to the national building code that governs the fire behaviour for materials. | IfcLabel
ThermalTransmittance | 3.721881 | Thermal transmittance coefficient (U-Value) of a material. Here the total thermal transmittance coefficient through the wall (including all materials). | IfcThermalTransmittanceMeasure
Quantities
GrossFootprintArea | 0.267 m² | Area of the wall as viewed by a ground floor view, not taking any wall modifications (like recesses) into account. It is also referred to as the foot print of the wall. | IfcQuantityArea
GrossSideArea | 4.81 m² | Area of the wall as viewed by an elevation view of the middle plane of the wall.It does not take into account any wall modifications(such as openings). | IfcQuantityArea
GrossSideAreaLeft | 4.81 m² | Area of the wall as viewed by an elevation view of the left side (when viewed along the wall path orientation). It does not take into account any wall modifications (such as openings). | IfcQuantityArea
GrossSideAreaRight | 4.81 m² | Area of the wall as viewed by an elevation view of the right side (when viewed along the wall path orientation). It does not take into account any wall modifications (such as openings). | IfcQuantityArea
GrossVolume | 0.722 m³ | Volume of the wall, without taking into account the openings and the connection geometry. | IfcQuantityVolume
NetFootprintArea | 0.267 m² | Area of the wall as viewed by a ground floor view, taking all wall modifications (like recesses) into account. It is also referred to as the foot print of the wall. | IfcQuantityArea
NetSideArea | 4.81 m² | Area of the wall as viewed by an elevation view of the middle plane. It does take into account all wall modifications (such as openings). | IfcQuantityArea
NetSideAreaLeft | 4.81 m² | Area of the wall as viewed by an elevation view of the left side (when viewed along the wall path orientation). It does take into account all wall modifications (such as openings). | IfcQuantityArea
NetSideAreaRight | 4.81 m² | Area of the wall as viewed by an elevation view of the right side (when viewed along the wall path orientation). It does take into account all wall modifications (such as openings). | IfcQuantityArea
NetVolume | 0.734 m³ | Volume of the wall, after subtracting the openings and after considering the connection geometry. | IfcQuantityVolume
NominalHeight | 2750 mm | Total nominal height of the wall. It should only be provided, if it is constant along the wall path. | IfcQuantityLength
NominalLength | 1750 mm | Total nominal length of the wall along the wall path. | IfcQuantityLength
NominalWidth | 150 mm | Total nominal width (or thickness) of the wall measured perpendicular to the wall path. It should only be provided, if it is constant along the wall path. | IfcQuantityLength
21725 | Paredes\Interiores\Parede_Interior_Tijolo (15cm) |  | 0.15 | 2.75 | 7.95 | 21.863 | 21.45 | 16.775 | 16.362 | 2.522 | 1
Name | Value | Description | Categorize in IFC as:
ARCHline.XP Common
ArticleNumber |  | ArticleNumber | IfcLabel
Description |  | Description of the object | IfcLabel
Manufacturer |  | Manufacturer | IfcLabel
Name |  | IFC name of the object | IfcLabel
Price |  | Price | IfcLabel
Pset_WallCommon
AcousticRating |  | Acoustic rating for this object. It is giving according to the national building code. It indicates the sound transmission resistance of this object by an index ration (instead of providing full sound absorbtion values). | IfcLabel
Combustible | No | Indication whether the object is made from combustible material (TRUE) or not (FALSE). | IfcBoolean
Compartmentation | No | Indication whether the object is designed to serve as a fire compartmentation (TRUE) or not (FALSE). | IfcBoolean
ExtendToStructure | Yes | Indicates whether the object extend to the structure above (TRUE) or not (FALSE). | IfcBoolean
FireRating |  | Fire rating for this object. It is given according to the national fire safety classification. | IfcLabel
IsExternal | Yes | Indication whether the element is designed for use in the exterior (TRUE) or not (FALSE). If (TRUE) it is an external element and faces the outside of the building. | IfcBoolean
LoadBearing | No | Indicates whether the object is intended to carry loads (TRUE) or not (FALSE). | IfcBoolean
Reference |  | Reference ID for this specified type in this project (e.g. type 'A-1') | IfcIdentifier
SurfaceSpreadOfFlame |  | Indication on how the flames spread around the surface, It is given according to the national building code that governs the fire behaviour for materials. | IfcLabel
ThermalTransmittance | 3.721881 | Thermal transmittance coefficient (U-Value) of a material. Here the total thermal transmittance coefficient through the wall (including all materials). | IfcThermalTransmittanceMeasure
Quantities
GrossFootprintArea | 1.19 m² | Area of the wall as viewed by a ground floor view, not taking any wall modifications (like recesses) into account. It is also referred to as the foot print of the wall. | IfcQuantityArea
GrossSideArea | 21.66 m² | Area of the wall as viewed by an elevation view of the middle plane of the wall.It does not take into account any wall modifications(such as openings). | IfcQuantityArea
GrossSideAreaLeft | 21.86 m² | Area of the wall as viewed by an elevation view of the left side (when viewed along the wall path orientation). It does not take into account any wall modifications (such as openings). | IfcQuantityArea
GrossSideAreaRight | 21.45 m² | Area of the wall as viewed by an elevation view of the right side (when viewed along the wall path orientation). It does not take into account any wall modifications (such as openings). | IfcQuantityArea
GrossVolume | 3.25 m³ | Volume of the wall, without taking into account the openings and the connection geometry. | IfcQuantityVolume
NetFootprintArea | 1.19 m² | Area of the wall as viewed by a ground floor view, taking all wall modifications (like recesses) into account. It is also referred to as the foot print of the wall. | IfcQuantityArea
NetSideArea | 16.57 m² | Area of the wall as viewed by an elevation view of the middle plane. It does take into account all wall modifications (such as openings). | IfcQuantityArea
NetSideAreaLeft | 16.77 m² | Area of the wall as viewed by an elevation view of the left side (when viewed along the wall path orientation). It does take into account all wall modifications (such as openings). | IfcQuantityArea
NetSideAreaRight | 16.36 m² | Area of the wall as viewed by an elevation view of the right side (when viewed along the wall path orientation). It does take into account all wall modifications (such as openings). | IfcQuantityArea
NetVolume | 2.52 m³ | Volume of the wall, after subtracting the openings and after considering the connection geometry. | IfcQuantityVolume
NominalHeight | 2750 mm | Total nominal height of the wall. It should only be provided, if it is constant along the wall path. | IfcQuantityLength
NominalLength | 7875 mm | Total nominal length of the wall along the wall path. | IfcQuantityLength
NominalWidth | 150 mm | Total nominal width (or thickness) of the wall measured perpendicular to the wall path. It should only be provided, if it is constant along the wall path. | IfcQuantityLength
21732 | Paredes\Interiores\Parede_Interior_Tijolo (15cm) |  | 0.15 | 2.75 | 6.65 | 18.288 | 18.288 | 16.295 | 16.295 | 2.457 | 1
Name | Value | Description | Categorize in IFC as:
ARCHline.XP Common
ArticleNumber |  | ArticleNumber | IfcLabel
Description |  | Description of the object | IfcLabel
Manufacturer |  | Manufacturer | IfcLabel
Name |  | IFC name of the object | IfcLabel
Price |  | Price | IfcLabel
Pset_WallCommon
AcousticRating |  | Acoustic rating for this object. It is giving according to the national building code. It indicates the sound transmission resistance of this object by an index ration (instead of providing full sound absorbtion values). | IfcLabel
Combustible | No | Indication whether the object is made from combustible material (TRUE) or not (FALSE). | IfcBoolean
Compartmentation | No | Indication whether the object is designed to serve as a fire compartmentation (TRUE) or not (FALSE). | IfcBoolean
ExtendToStructure | Yes | Indicates whether the object extend to the structure above (TRUE) or not (FALSE). | IfcBoolean
FireRating |  | Fire rating for this object. It is given according to the national fire safety classification. | IfcLabel
IsExternal | Yes | Indication whether the element is designed for use in the exterior (TRUE) or not (FALSE). If (TRUE) it is an external element and faces the outside of the building. | IfcBoolean
LoadBearing | No | Indicates whether the object is intended to carry loads (TRUE) or not (FALSE). | IfcBoolean
Reference |  | Reference ID for this specified type in this project (e.g. type 'A-1') | IfcIdentifier
SurfaceSpreadOfFlame |  | Indication on how the flames spread around the surface, It is given according to the national building code that governs the fire behaviour for materials. | IfcLabel
ThermalTransmittance | 3.721881 | Thermal transmittance coefficient (U-Value) of a material. Here the total thermal transmittance coefficient through the wall (including all materials). | IfcThermalTransmittanceMeasure
Quantities
GrossFootprintArea | 1 m² | Area of the wall as viewed by a ground floor view, not taking any wall modifications (like recesses) into account. It is also referred to as the foot print of the wall. | IfcQuantityArea
GrossSideArea | 18.29 m² | Area of the wall as viewed by an elevation view of the middle plane of the wall.It does not take into account any wall modifications(such as openings). | IfcQuantityArea
GrossSideAreaLeft | 18.29 m² | Area of the wall as viewed by an elevation view of the left side (when viewed along the wall path orientation). It does not take into account any wall modifications (such as openings). | IfcQuantityArea
GrossSideAreaRight | 18.29 m² | Area of the wall as viewed by an elevation view of the right side (when viewed along the wall path orientation). It does not take into account any wall modifications (such as openings). | IfcQuantityArea
GrossVolume | 2.74 m³ | Volume of the wall, without taking into account the openings and the connection geometry. | IfcQuantityVolume
NetFootprintArea | 1 m² | Area of the wall as viewed by a ground floor view, taking all wall modifications (like recesses) into account. It is also referred to as the foot print of the wall. | IfcQuantityArea
NetSideArea | 16.29 m² | Area of the wall as viewed by an elevation view of the middle plane. It does take into account all wall modifications (such as openings). | IfcQuantityArea
NetSideAreaLeft | 16.29 m² | Area of the wall as viewed by an elevation view of the left side (when viewed along the wall path orientation). It does take into account all wall modifications (such as openings). | IfcQuantityArea
NetSideAreaRight | 16.29 m² | Area of the wall as viewed by an elevation view of the right side (when viewed along the wall path orientation). It does take into account all wall modifications (such as openings). | IfcQuantityArea
NetVolume | 2.46 m³ | Volume of the wall, after subtracting the openings and after considering the connection geometry. | IfcQuantityVolume
NominalHeight | 2750 mm | Total nominal height of the wall. It should only be provided, if it is constant along the wall path. | IfcQuantityLength
NominalLength | 6650 mm | Total nominal length of the wall along the wall path. | IfcQuantityLength
NominalWidth | 150 mm | Total nominal width (or thickness) of the wall measured perpendicular to the wall path. It should only be provided, if it is constant along the wall path. | IfcQuantityLength
21744 | Paredes\Interiores\Parede_Interior_Tijolo (15cm) |  | 0.15 | 2.75 | 1.963 | 5.397 | 6.222 | 5.397 | 6.222 | 0.871 | 1
Name | Value | Description | Categorize in IFC as:
ARCHline.XP Common
ArticleNumber |  | ArticleNumber | IfcLabel
Description |  | Description of the object | IfcLabel
Manufacturer |  | Manufacturer | IfcLabel
Name |  | IFC name of the object | IfcLabel
Price |  | Price | IfcLabel
Pset_WallCommon
AcousticRating |  | Acoustic rating for this object. It is giving according to the national building code. It indicates the sound transmission resistance of this object by an index ration (instead of providing full sound absorbtion values). | IfcLabel
Combustible | No | Indication whether the object is made from combustible material (TRUE) or not (FALSE). | IfcBoolean
Compartmentation | No | Indication whether the object is designed to serve as a fire compartmentation (TRUE) or not (FALSE). | IfcBoolean
ExtendToStructure | Yes | Indicates whether the object extend to the structure above (TRUE) or not (FALSE). | IfcBoolean
FireRating |  | Fire rating for this object. It is given according to the national fire safety classification. | IfcLabel
IsExternal | Yes | Indication whether the element is designed for use in the exterior (TRUE) or not (FALSE). If (TRUE) it is an external element and faces the outside of the building. | IfcBoolean
LoadBearing | No | Indicates whether the object is intended to carry loads (TRUE) or not (FALSE). | IfcBoolean
Reference |  | Reference ID for this specified type in this project (e.g. type 'A-1') | IfcIdentifier
SurfaceSpreadOfFlame |  | Indication on how the flames spread around the surface, It is given according to the national building code that governs the fire behaviour for materials. | IfcLabel
ThermalTransmittance | 3.721881 | Thermal transmittance coefficient (U-Value) of a material. Here the total thermal transmittance coefficient through the wall (including all materials). | IfcThermalTransmittanceMeasure
Quantities
GrossFootprintArea | 0.317 m² | Area of the wall as viewed by a ground floor view, not taking any wall modifications (like recesses) into account. It is also referred to as the foot print of the wall. | IfcQuantityArea
GrossSideArea | 5.81 m² | Area of the wall as viewed by an elevation view of the middle plane of the wall.It does not take into account any wall modifications(such as openings). | IfcQuantityArea
GrossSideAreaLeft | 5.4 m² | Area of the wall as viewed by an elevation view of the left side (when viewed along the wall path orientation). It does not take into account any wall modifications (such as openings). | IfcQuantityArea
GrossSideAreaRight | 6.22 m² | Area of the wall as viewed by an elevation view of the right side (when viewed along the wall path orientation). It does not take into account any wall modifications (such as openings). | IfcQuantityArea
GrossVolume | 0.871 m³ | Volume of the wall, without taking into account the openings and the connection geometry. | IfcQuantityVolume
NetFootprintArea | 0.317 m² | Area of the wall as viewed by a ground floor view, taking all wall modifications (like recesses) into account. It is also referred to as the foot print of the wall. | IfcQuantityArea
NetSideArea | 5.81 m² | Area of the wall as viewed by an elevation view of the middle plane. It does take into account all wall modifications (such as openings). | IfcQuantityArea
NetSideAreaLeft | 5.4 m² | Area of the wall as viewed by an elevation view of the left side (when viewed along the wall path orientation). It does take into account all wall modifications (such as openings). | IfcQuantityArea
NetSideAreaRight | 6.22 m² | Area of the wall as viewed by an elevation view of the right side (when viewed along the wall path orientation). It does take into account all wall modifications (such as openings). | IfcQuantityArea
NetVolume | 0.871 m³ | Volume of the wall, after subtracting the openings and after considering the connection geometry. | IfcQuantityVolume
NominalHeight | 2750 mm | Total nominal height of the wall. It should only be provided, if it is constant along the wall path. | IfcQuantityLength
NominalLength | 2112.5 mm | Total nominal length of the wall along the wall path. | IfcQuantityLength
NominalWidth | 150 mm | Total nominal width (or thickness) of the wall measured perpendicular to the wall path. It should only be provided, if it is constant along the wall path. | IfcQuantityLength
21750 |  |  | 0.35 | 2.764 | 16.2 | 41.388 | 48.6 | 41.388 | 48.6 | 15.58 | 1
Name | Value | Description | Categorize in IFC as:
ARCHline.XP Common
ArticleNumber |  | ArticleNumber | IfcLabel
Description |  | Description of the object | IfcLabel
Manufacturer |  | Manufacturer | IfcLabel
Name |  | IFC name of the object | IfcLabel
Price |  | Price | IfcLabel
Pset_WallCommon
AcousticRating |  | Acoustic rating for this object. It is giving according to the national building code. It indicates the sound transmission resistance of this object by an index ration (instead of providing full sound absorbtion values). | IfcLabel
Combustible | No | Indication whether the object is made from combustible material (TRUE) or not (FALSE). | IfcBoolean
Compartmentation | No | Indication whether the object is designed to serve as a fire compartmentation (TRUE) or not (FALSE). | IfcBoolean
ExtendToStructure | Yes | Indicates whether the object extend to the structure above (TRUE) or not (FALSE). | IfcBoolean
FireRating |  | Fire rating for this object. It is given according to the national fire safety classification. | IfcLabel
IsExternal | Yes | Indication whether the element is designed for use in the exterior (TRUE) or not (FALSE). If (TRUE) it is an external element and faces the outside of the building. | IfcBoolean
LoadBearing | No | Indicates whether the object is intended to carry loads (TRUE) or not (FALSE). | IfcBoolean
Reference |  | Reference ID for this specified type in this project (e.g. type 'A-1') | IfcIdentifier
SurfaceSpreadOfFlame |  | Indication on how the flames spread around the surface, It is given according to the national building code that governs the fire behaviour for materials. | IfcLabel
ThermalTransmittance | 0.553360 | Thermal transmittance coefficient (U-Value) of a material. Here the total thermal transmittance coefficient through the wall (including all materials). | IfcThermalTransmittanceMeasure
Quantities
GrossFootprintArea | 5.64 m² | Area of the wall as viewed by a ground floor view, not taking any wall modifications (like recesses) into account. It is also referred to as the foot print of the wall. | IfcQuantityArea
GrossSideArea | 44.99 m² | Area of the wall as viewed by an elevation view of the middle plane of the wall.It does not take into account any wall modifications(such as openings). | IfcQuantityArea
GrossSideAreaLeft | 41.39 m² | Area of the wall as viewed by an elevation view of the left side (when viewed along the wall path orientation). It does not take into account any wall modifications (such as openings). | IfcQuantityArea
GrossSideAreaRight | 48.6 m² | Area of the wall as viewed by an elevation view of the right side (when viewed along the wall path orientation). It does not take into account any wall modifications (such as openings). | IfcQuantityArea
GrossVolume | 15.75 m³ | Volume of the wall, without taking into account the openings and the connection geometry. | IfcQuantityVolume
NetFootprintArea | 5.64 m² | Area of the wall as viewed by a ground floor view, taking all wall modifications (like recesses) into account. It is also referred to as the foot print of the wall. | IfcQuantityArea
NetSideArea | 44.99 m² | Area of the wall as viewed by an elevation view of the middle plane. It does take into account all wall modifications (such as openings). | IfcQuantityArea
NetSideAreaLeft | 41.39 m² | Area of the wall as viewed by an elevation view of the left side (when viewed along the wall path orientation). It does take into account all wall modifications (such as openings). | IfcQuantityArea
NetSideAreaRight | 48.6 m² | Area of the wall as viewed by an elevation view of the right side (when viewed along the wall path orientation). It does take into account all wall modifications (such as openings). | IfcQuantityArea
NetVolume | 15.58 m³ | Volume of the wall, after subtracting the openings and after considering the connection geometry. | IfcQuantityVolume
NominalHeight | 2764.4 mm | Total nominal height of the wall. It should only be provided, if it is constant along the wall path. | IfcQuantityLength
NominalLength | 15625 mm | Total nominal length of the wall along the wall path. | IfcQuantityLength
NominalWidth | 350 mm | Total nominal width (or thickness) of the wall measured perpendicular to the wall path. It should only be provided, if it is constant along the wall path. | IfcQuantityLength
21764 |  |  | 0.35 | 2.75 | 5.35 | 14.713 | 13.75 | 8.004 | 7.041 | 2.717 | 1
Name | Value | Description | Categorize in IFC as:
ARCHline.XP Common
ArticleNumber |  | ArticleNumber | IfcLabel
Description |  | Description of the object | IfcLabel
Manufacturer |  | Manufacturer | IfcLabel
Name |  | IFC name of the object | IfcLabel
Price |  | Price | IfcLabel
Pset_WallCommon
AcousticRating |  | Acoustic rating for this object. It is giving according to the national building code. It indicates the sound transmission resistance of this object by an index ration (instead of providing full sound absorbtion values). | IfcLabel
Combustible | No | Indication whether the object is made from combustible material (TRUE) or not (FALSE). | IfcBoolean
Compartmentation | No | Indication whether the object is designed to serve as a fire compartmentation (TRUE) or not (FALSE). | IfcBoolean
ExtendToStructure | Yes | Indicates whether the object extend to the structure above (TRUE) or not (FALSE). | IfcBoolean
FireRating |  | Fire rating for this object. It is given according to the national fire safety classification. | IfcLabel
IsExternal | Yes | Indication whether the element is designed for use in the exterior (TRUE) or not (FALSE). If (TRUE) it is an external element and faces the outside of the building. | IfcBoolean
LoadBearing | No | Indicates whether the object is intended to carry loads (TRUE) or not (FALSE). | IfcBoolean
Reference |  | Reference ID for this specified type in this project (e.g. type 'A-1') | IfcIdentifier
SurfaceSpreadOfFlame |  | Indication on how the flames spread around the surface, It is given according to the national building code that governs the fire behaviour for materials. | IfcLabel
ThermalTransmittance | 0.553360 | Thermal transmittance coefficient (U-Value) of a material. Here the total thermal transmittance coefficient through the wall (including all materials). | IfcThermalTransmittanceMeasure
Quantities
GrossFootprintArea | 1.84 m² | Area of the wall as viewed by a ground floor view, not taking any wall modifications (like recesses) into account. It is also referred to as the foot print of the wall. | IfcQuantityArea
GrossSideArea | 14.23 m² | Area of the wall as viewed by an elevation view of the middle plane of the wall.It does not take into account any wall modifications(such as openings). | IfcQuantityArea
GrossSideAreaLeft | 14.71 m² | Area of the wall as viewed by an elevation view of the left side (when viewed along the wall path orientation). It does not take into account any wall modifications (such as openings). | IfcQuantityArea
GrossSideAreaRight | 13.75 m² | Area of the wall as viewed by an elevation view of the right side (when viewed along the wall path orientation). It does not take into account any wall modifications (such as openings). | IfcQuantityArea
GrossVolume | 4.98 m³ | Volume of the wall, without taking into account the openings and the connection geometry. | IfcQuantityVolume
NetFootprintArea | 1.84 m² | Area of the wall as viewed by a ground floor view, taking all wall modifications (like recesses) into account. It is also referred to as the foot print of the wall. | IfcQuantityArea
NetSideArea | 7.52 m² | Area of the wall as viewed by an elevation view of the middle plane. It does take into account all wall modifications (such as openings). | IfcQuantityArea
NetSideAreaLeft | 8 m² | Area of the wall as viewed by an elevation view of the left side (when viewed along the wall path orientation). It does take into account all wall modifications (such as openings). | IfcQuantityArea
NetSideAreaRight | 7.04 m² | Area of the wall as viewed by an elevation view of the right side (when viewed along the wall path orientation). It does take into account all wall modifications (such as openings). | IfcQuantityArea
NetVolume | 2.72 m³ | Volume of the wall, after subtracting the openings and after considering the connection geometry. | IfcQuantityVolume
NominalHeight | 2750 mm | Total nominal height of the wall. It should only be provided, if it is constant along the wall path. | IfcQuantityLength
NominalLength | 5175 mm | Total nominal length of the wall along the wall path. | IfcQuantityLength
NominalWidth | 350 mm | Total nominal width (or thickness) of the wall measured perpendicular to the wall path. It should only be provided, if it is constant along the wall path. | IfcQuantityLength
21770 |  |  | 0.35 | 2.765 | 13.05 | 39.15 | 33.55 | 39.15 | 33.55 | 12.283 | 1
Name | Value | Description | Categorize in IFC as:
ARCHline.XP Common
ArticleNumber |  | ArticleNumber | IfcLabel
Description |  | Description of the object | IfcLabel
Manufacturer |  | Manufacturer | IfcLabel
Name |  | IFC name of the object | IfcLabel
Price |  | Price | IfcLabel
Pset_WallCommon
AcousticRating |  | Acoustic rating for this object. It is giving according to the national building code. It indicates the sound transmission resistance of this object by an index ration (instead of providing full sound absorbtion values). | IfcLabel
Combustible | No | Indication whether the object is made from combustible material (TRUE) or not (FALSE). | IfcBoolean
Compartmentation | No | Indication whether the object is designed to serve as a fire compartmentation (TRUE) or not (FALSE). | IfcBoolean
ExtendToStructure | Yes | Indicates whether the object extend to the structure above (TRUE) or not (FALSE). | IfcBoolean
FireRating |  | Fire rating for this object. It is given according to the national fire safety classification. | IfcLabel
IsExternal | Yes | Indication whether the element is designed for use in the exterior (TRUE) or not (FALSE). If (TRUE) it is an external element and faces the outside of the building. | IfcBoolean
LoadBearing | No | Indicates whether the object is intended to carry loads (TRUE) or not (FALSE). | IfcBoolean
Reference |  | Reference ID for this specified type in this project (e.g. type 'A-1') | IfcIdentifier
SurfaceSpreadOfFlame |  | Indication on how the flames spread around the surface, It is given according to the national building code that governs the fire behaviour for materials. | IfcLabel
ThermalTransmittance | 0.553360 | Thermal transmittance coefficient (U-Value) of a material. Here the total thermal transmittance coefficient through the wall (including all materials). | IfcThermalTransmittanceMeasure
Quantities
GrossFootprintArea | 4.44 m² | Area of the wall as viewed by a ground floor view, not taking any wall modifications (like recesses) into account. It is also referred to as the foot print of the wall. | IfcQuantityArea
GrossSideArea | 36.35 m² | Area of the wall as viewed by an elevation view of the middle plane of the wall.It does not take into account any wall modifications(such as openings). | IfcQuantityArea
GrossSideAreaLeft | 39.15 m² | Area of the wall as viewed by an elevation view of the left side (when viewed along the wall path orientation). It does not take into account any wall modifications (such as openings). | IfcQuantityArea
GrossSideAreaRight | 33.55 m² | Area of the wall as viewed by an elevation view of the right side (when viewed along the wall path orientation). It does not take into account any wall modifications (such as openings). | IfcQuantityArea
GrossVolume | 12.72 m³ | Volume of the wall, without taking into account the openings and the connection geometry. | IfcQuantityVolume
NetFootprintArea | 4.44 m² | Area of the wall as viewed by a ground floor view, taking all wall modifications (like recesses) into account. It is also referred to as the foot print of the wall. | IfcQuantityArea
NetSideArea | 36.35 m² | Area of the wall as viewed by an elevation view of the middle plane. It does take into account all wall modifications (such as openings). | IfcQuantityArea
NetSideAreaLeft | 39.15 m² | Area of the wall as viewed by an elevation view of the left side (when viewed along the wall path orientation). It does take into account all wall modifications (such as openings). | IfcQuantityArea
NetSideAreaRight | 33.55 m² | Area of the wall as viewed by an elevation view of the right side (when viewed along the wall path orientation). It does take into account all wall modifications (such as openings). | IfcQuantityArea
NetVolume | 12.28 m³ | Volume of the wall, after subtracting the openings and after considering the connection geometry. | IfcQuantityVolume
NominalHeight | 2764.7 mm | Total nominal height of the wall. It should only be provided, if it is constant along the wall path. | IfcQuantityLength
NominalLength | 12625 mm | Total nominal length of the wall along the wall path. | IfcQuantityLength
NominalWidth | 350 mm | Total nominal width (or thickness) of the wall measured perpendicular to the wall path. It should only be provided, if it is constant along the wall path. | IfcQuantityLength
21781 |  |  | 0.35 | 2.75 | 5.7 | 15.675 | 13.75 | 10.835 | 8.91 | 3.433 | 1
Name | Value | Description | Categorize in IFC as:
ARCHline.XP Common
ArticleNumber |  | ArticleNumber | IfcLabel
Description |  | Description of the object | IfcLabel
Manufacturer |  | Manufacturer | IfcLabel
Name |  | IFC name of the object | IfcLabel
Price |  | Price | IfcLabel
Pset_WallCommon
AcousticRating |  | Acoustic rating for this object. It is giving according to the national building code. It indicates the sound transmission resistance of this object by an index ration (instead of providing full sound absorbtion values). | IfcLabel
Combustible | No | Indication whether the object is made from combustible material (TRUE) or not (FALSE). | IfcBoolean
Compartmentation | No | Indication whether the object is designed to serve as a fire compartmentation (TRUE) or not (FALSE). | IfcBoolean
ExtendToStructure | Yes | Indicates whether the object extend to the structure above (TRUE) or not (FALSE). | IfcBoolean
FireRating |  | Fire rating for this object. It is given according to the national fire safety classification. | IfcLabel
IsExternal | Yes | Indication whether the element is designed for use in the exterior (TRUE) or not (FALSE). If (TRUE) it is an external element and faces the outside of the building. | IfcBoolean
LoadBearing | No | Indicates whether the object is intended to carry loads (TRUE) or not (FALSE). | IfcBoolean
Reference |  | Reference ID for this specified type in this project (e.g. type 'A-1') | IfcIdentifier
SurfaceSpreadOfFlame |  | Indication on how the flames spread around the surface, It is given according to the national building code that governs the fire behaviour for materials. | IfcLabel
ThermalTransmittance | 0.553360 | Thermal transmittance coefficient (U-Value) of a material. Here the total thermal transmittance coefficient through the wall (including all materials). | IfcThermalTransmittanceMeasure
Quantities
GrossFootprintArea | 1.86 m² | Area of the wall as viewed by a ground floor view, not taking any wall modifications (like recesses) into account. It is also referred to as the foot print of the wall. | IfcQuantityArea
GrossSideArea | 14.71 m² | Area of the wall as viewed by an elevation view of the middle plane of the wall.It does not take into account any wall modifications(such as openings). | IfcQuantityArea
GrossSideAreaLeft | 15.68 m² | Area of the wall as viewed by an elevation view of the left side (when viewed along the wall path orientation). It does not take into account any wall modifications (such as openings). | IfcQuantityArea
GrossSideAreaRight | 13.75 m² | Area of the wall as viewed by an elevation view of the right side (when viewed along the wall path orientation). It does not take into account any wall modifications (such as openings). | IfcQuantityArea
GrossVolume | 5.15 m³ | Volume of the wall, without taking into account the openings and the connection geometry. | IfcQuantityVolume
NetFootprintArea | 1.86 m² | Area of the wall as viewed by a ground floor view, taking all wall modifications (like recesses) into account. It is also referred to as the foot print of the wall. | IfcQuantityArea
NetSideArea | 9.87 m² | Area of the wall as viewed by an elevation view of the middle plane. It does take into account all wall modifications (such as openings). | IfcQuantityArea
NetSideAreaLeft | 10.84 m² | Area of the wall as viewed by an elevation view of the left side (when viewed along the wall path orientation). It does take into account all wall modifications (such as openings). | IfcQuantityArea
NetSideAreaRight | 8.91 m² | Area of the wall as viewed by an elevation view of the right side (when viewed along the wall path orientation). It does take into account all wall modifications (such as openings). | IfcQuantityArea
NetVolume | 3.43 m³ | Volume of the wall, after subtracting the openings and after considering the connection geometry. | IfcQuantityVolume
NominalHeight | 2750 mm | Total nominal height of the wall. It should only be provided, if it is constant along the wall path. | IfcQuantityLength
NominalLength | 5350 mm | Total nominal length of the wall along the wall path. | IfcQuantityLength
NominalWidth | 350 mm | Total nominal width (or thickness) of the wall measured perpendicular to the wall path. It should only be provided, if it is constant along the wall path. | IfcQuantityLength
21793 | Paredes\Interiores\Parede_Interior_Tijolo (15cm) |  | 0.15 | 2.75 | 5 | 13.75 | 13.75 | 9.849 | 9.849 | 1.489 | 1
Name | Value | Description | Categorize in IFC as:
ARCHline.XP Common
ArticleNumber |  | ArticleNumber | IfcLabel
Description |  | Description of the object | IfcLabel
Manufacturer |  | Manufacturer | IfcLabel
Name |  | IFC name of the object | IfcLabel
Price |  | Price | IfcLabel
Pset_WallCommon
AcousticRating |  | Acoustic rating for this object. It is giving according to the national building code. It indicates the sound transmission resistance of this object by an index ration (instead of providing full sound absorbtion values). | IfcLabel
Combustible | No | Indication whether the object is made from combustible material (TRUE) or not (FALSE). | IfcBoolean
Compartmentation | No | Indication whether the object is designed to serve as a fire compartmentation (TRUE) or not (FALSE). | IfcBoolean
ExtendToStructure | Yes | Indicates whether the object extend to the structure above (TRUE) or not (FALSE). | IfcBoolean
FireRating |  | Fire rating for this object. It is given according to the national fire safety classification. | IfcLabel
IsExternal | Yes | Indication whether the element is designed for use in the exterior (TRUE) or not (FALSE). If (TRUE) it is an external element and faces the outside of the building. | IfcBoolean
LoadBearing | No | Indicates whether the object is intended to carry loads (TRUE) or not (FALSE). | IfcBoolean
Reference |  | Reference ID for this specified type in this project (e.g. type 'A-1') | IfcIdentifier
SurfaceSpreadOfFlame |  | Indication on how the flames spread around the surface, It is given according to the national building code that governs the fire behaviour for materials. | IfcLabel
ThermalTransmittance | 3.721881 | Thermal transmittance coefficient (U-Value) of a material. Here the total thermal transmittance coefficient through the wall (including all materials). | IfcThermalTransmittanceMeasure
Quantities
GrossFootprintArea | 0.754 m² | Area of the wall as viewed by a ground floor view, not taking any wall modifications (like recesses) into account. It is also referred to as the foot print of the wall. | IfcQuantityArea
GrossSideArea | 13.75 m² | Area of the wall as viewed by an elevation view of the middle plane of the wall.It does not take into account any wall modifications(such as openings). | IfcQuantityArea
GrossSideAreaLeft | 13.75 m² | Area of the wall as viewed by an elevation view of the left side (when viewed along the wall path orientation). It does not take into account any wall modifications (such as openings). | IfcQuantityArea
GrossSideAreaRight | 13.75 m² | Area of the wall as viewed by an elevation view of the right side (when viewed along the wall path orientation). It does not take into account any wall modifications (such as openings). | IfcQuantityArea
GrossVolume | 2.06 m³ | Volume of the wall, without taking into account the openings and the connection geometry. | IfcQuantityVolume
NetFootprintArea | 0.754 m² | Area of the wall as viewed by a ground floor view, taking all wall modifications (like recesses) into account. It is also referred to as the foot print of the wall. | IfcQuantityArea
NetSideArea | 9.85 m² | Area of the wall as viewed by an elevation view of the middle plane. It does take into account all wall modifications (such as openings). | IfcQuantityArea
NetSideAreaLeft | 9.85 m² | Area of the wall as viewed by an elevation view of the left side (when viewed along the wall path orientation). It does take into account all wall modifications (such as openings). | IfcQuantityArea
NetSideAreaRight | 9.85 m² | Area of the wall as viewed by an elevation view of the right side (when viewed along the wall path orientation). It does take into account all wall modifications (such as openings). | IfcQuantityArea
NetVolume | 1.49 m³ | Volume of the wall, after subtracting the openings and after considering the connection geometry. | IfcQuantityVolume
NominalHeight | 2750 mm | Total nominal height of the wall. It should only be provided, if it is constant along the wall path. | IfcQuantityLength
NominalLength | 5000 mm | Total nominal length of the wall along the wall path. | IfcQuantityLength
NominalWidth | 150 mm | Total nominal width (or thickness) of the wall measured perpendicular to the wall path. It should only be provided, if it is constant along the wall path. | IfcQuantityLength
21813 |  |  | 0.35 | 2.75 | 8.3 | 22.413 | 22.825 | 10.423 | 10.835 | 3.862 | 1
Name | Value | Description | Categorize in IFC as:
ARCHline.XP Common
ArticleNumber |  | ArticleNumber | IfcLabel
Description |  | Description of the object | IfcLabel
Manufacturer |  | Manufacturer | IfcLabel
Name |  | IFC name of the object | IfcLabel
Price |  | Price | IfcLabel
Pset_WallCommon
AcousticRating |  | Acoustic rating for this object. It is giving according to the national building code. It indicates the sound transmission resistance of this object by an index ration (instead of providing full sound absorbtion values). | IfcLabel
Combustible | No | Indication whether the object is made from combustible material (TRUE) or not (FALSE). | IfcBoolean
Compartmentation | No | Indication whether the object is designed to serve as a fire compartmentation (TRUE) or not (FALSE). | IfcBoolean
ExtendToStructure | Yes | Indicates whether the object extend to the structure above (TRUE) or not (FALSE). | IfcBoolean
FireRating |  | Fire rating for this object. It is given according to the national fire safety classification. | IfcLabel
IsExternal | Yes | Indication whether the element is designed for use in the exterior (TRUE) or not (FALSE). If (TRUE) it is an external element and faces the outside of the building. | IfcBoolean
LoadBearing | No | Indicates whether the object is intended to carry loads (TRUE) or not (FALSE). | IfcBoolean
Reference |  | Reference ID for this specified type in this project (e.g. type 'A-1') | IfcIdentifier
SurfaceSpreadOfFlame |  | Indication on how the flames spread around the surface, It is given according to the national building code that governs the fire behaviour for materials. | IfcLabel
ThermalTransmittance | 0.553360 | Thermal transmittance coefficient (U-Value) of a material. Here the total thermal transmittance coefficient through the wall (including all materials). | IfcThermalTransmittanceMeasure
Quantities
GrossFootprintArea | 2.93 m² | Area of the wall as viewed by a ground floor view, not taking any wall modifications (like recesses) into account. It is also referred to as the foot print of the wall. | IfcQuantityArea
GrossSideArea | 22.62 m² | Area of the wall as viewed by an elevation view of the middle plane of the wall.It does not take into account any wall modifications(such as openings). | IfcQuantityArea
GrossSideAreaLeft | 22.41 m² | Area of the wall as viewed by an elevation view of the left side (when viewed along the wall path orientation). It does not take into account any wall modifications (such as openings). | IfcQuantityArea
GrossSideAreaRight | 22.83 m² | Area of the wall as viewed by an elevation view of the right side (when viewed along the wall path orientation). It does not take into account any wall modifications (such as openings). | IfcQuantityArea
GrossVolume | 7.92 m³ | Volume of the wall, without taking into account the openings and the connection geometry. | IfcQuantityVolume
NetFootprintArea | 2.93 m² | Area of the wall as viewed by a ground floor view, taking all wall modifications (like recesses) into account. It is also referred to as the foot print of the wall. | IfcQuantityArea
NetSideArea | 10.63 m² | Area of the wall as viewed by an elevation view of the middle plane. It does take into account all wall modifications (such as openings). | IfcQuantityArea
NetSideAreaLeft | 10.42 m² | Area of the wall as viewed by an elevation view of the left side (when viewed along the wall path orientation). It does take into account all wall modifications (such as openings). | IfcQuantityArea
NetSideAreaRight | 10.84 m² | Area of the wall as viewed by an elevation view of the right side (when viewed along the wall path orientation). It does take into account all wall modifications (such as openings). | IfcQuantityArea
NetVolume | 3.86 m³ | Volume of the wall, after subtracting the openings and after considering the connection geometry. | IfcQuantityVolume
NominalHeight | 2750 mm | Total nominal height of the wall. It should only be provided, if it is constant along the wall path. | IfcQuantityLength
NominalLength | 8225 mm | Total nominal length of the wall along the wall path. | IfcQuantityLength
NominalWidth | 350 mm | Total nominal width (or thickness) of the wall measured perpendicular to the wall path. It should only be provided, if it is constant along the wall path. | IfcQuantityLength
21818 | Paredes\Interiores\Parede_Interior_Tijolo (15cm) |  | 0.15 | 2.75 | 2.15 | 5.5 | 5.088 | 1.896 | 1.484 | 0.244 | 1
Name | Value | Description | Categorize in IFC as:
ARCHline.XP Common
ArticleNumber |  | ArticleNumber | IfcLabel
Description |  | Description of the object | IfcLabel
Manufacturer |  | Manufacturer | IfcLabel
Name |  | IFC name of the object | IfcLabel
Price |  | Price | IfcLabel
Pset_WallCommon
AcousticRating |  | Acoustic rating for this object. It is giving according to the national building code. It indicates the sound transmission resistance of this object by an index ration (instead of providing full sound absorbtion values). | IfcLabel
Combustible | No | Indication whether the object is made from combustible material (TRUE) or not (FALSE). | IfcBoolean
Compartmentation | No | Indication whether the object is designed to serve as a fire compartmentation (TRUE) or not (FALSE). | IfcBoolean
ExtendToStructure | Yes | Indicates whether the object extend to the structure above (TRUE) or not (FALSE). | IfcBoolean
FireRating |  | Fire rating for this object. It is given according to the national fire safety classification. | IfcLabel
IsExternal | Yes | Indication whether the element is designed for use in the exterior (TRUE) or not (FALSE). If (TRUE) it is an external element and faces the outside of the building. | IfcBoolean
LoadBearing | No | Indicates whether the object is intended to carry loads (TRUE) or not (FALSE). | IfcBoolean
Reference |  | Reference ID for this specified type in this project (e.g. type 'A-1') | IfcIdentifier
SurfaceSpreadOfFlame |  | Indication on how the flames spread around the surface, It is given according to the national building code that governs the fire behaviour for materials. | IfcLabel
ThermalTransmittance | 3.721881 | Thermal transmittance coefficient (U-Value) of a material. Here the total thermal transmittance coefficient through the wall (including all materials). | IfcThermalTransmittanceMeasure
Quantities
GrossFootprintArea | 0.285 m² | Area of the wall as viewed by a ground floor view, not taking any wall modifications (like recesses) into account. It is also referred to as the foot print of the wall. | IfcQuantityArea
GrossSideArea | 5.29 m² | Area of the wall as viewed by an elevation view of the middle plane of the wall.It does not take into account any wall modifications(such as openings). | IfcQuantityArea
GrossSideAreaLeft | 5.5 m² | Area of the wall as viewed by an elevation view of the left side (when viewed along the wall path orientation). It does not take into account any wall modifications (such as openings). | IfcQuantityArea
GrossSideAreaRight | 5.09 m² | Area of the wall as viewed by an elevation view of the right side (when viewed along the wall path orientation). It does not take into account any wall modifications (such as openings). | IfcQuantityArea
GrossVolume | 0.794 m³ | Volume of the wall, without taking into account the openings and the connection geometry. | IfcQuantityVolume
NetFootprintArea | 0.285 m² | Area of the wall as viewed by a ground floor view, taking all wall modifications (like recesses) into account. It is also referred to as the foot print of the wall. | IfcQuantityArea
NetSideArea | 1.69 m² | Area of the wall as viewed by an elevation view of the middle plane. It does take into account all wall modifications (such as openings). | IfcQuantityArea
NetSideAreaLeft | 1.9 m² | Area of the wall as viewed by an elevation view of the left side (when viewed along the wall path orientation). It does take into account all wall modifications (such as openings). | IfcQuantityArea
NetSideAreaRight | 1.48 m² | Area of the wall as viewed by an elevation view of the right side (when viewed along the wall path orientation). It does take into account all wall modifications (such as openings). | IfcQuantityArea
NetVolume | 0.244 m³ | Volume of the wall, after subtracting the openings and after considering the connection geometry. | IfcQuantityVolume
NominalHeight | 2750 mm | Total nominal height of the wall. It should only be provided, if it is constant along the wall path. | IfcQuantityLength
NominalLength | 1925 mm | Total nominal length of the wall along the wall path. | IfcQuantityLength
NominalWidth | 150 mm | Total nominal width (or thickness) of the wall measured perpendicular to the wall path. It should only be provided, if it is constant along the wall path. | IfcQuantityLength
21862 |  |  | 0.35 | 2.764 | 16.2 | 41.8 | 48.6 | 41.8 | 48.6 | 15.586 | 1
Name | Value | Description | Categorize in IFC as:
ARCHline.XP Common
ArticleNumber |  | ArticleNumber | IfcLabel
Description |  | Description of the object | IfcLabel
Manufacturer |  | Manufacturer | IfcLabel
Name |  | IFC name of the object | IfcLabel
Price |  | Price | IfcLabel
Pset_WallCommon
AcousticRating |  | Acoustic rating for this object. It is giving according to the national building code. It indicates the sound transmission resistance of this object by an index ration (instead of providing full sound absorbtion values). | IfcLabel
Combustible | No | Indication whether the object is made from combustible material (TRUE) or not (FALSE). | IfcBoolean
Compartmentation | No | Indication whether the object is designed to serve as a fire compartmentation (TRUE) or not (FALSE). | IfcBoolean
ExtendToStructure | Yes | Indicates whether the object extend to the structure above (TRUE) or not (FALSE). | IfcBoolean
FireRating |  | Fire rating for this object. It is given according to the national fire safety classification. | IfcLabel
IsExternal | Yes | Indication whether the element is designed for use in the exterior (TRUE) or not (FALSE). If (TRUE) it is an external element and faces the outside of the building. | IfcBoolean
LoadBearing | No | Indicates whether the object is intended to carry loads (TRUE) or not (FALSE). | IfcBoolean
Reference |  | Reference ID for this specified type in this project (e.g. type 'A-1') | IfcIdentifier
SurfaceSpreadOfFlame |  | Indication on how the flames spread around the surface, It is given according to the national building code that governs the fire behaviour for materials. | IfcLabel
ThermalTransmittance | 0.553360 | Thermal transmittance coefficient (U-Value) of a material. Here the total thermal transmittance coefficient through the wall (including all materials). | IfcThermalTransmittanceMeasure
Quantities
GrossFootprintArea | 5.64 m² | Area of the wall as viewed by a ground floor view, not taking any wall modifications (like recesses) into account. It is also referred to as the foot print of the wall. | IfcQuantityArea
GrossSideArea | 45.2 m² | Area of the wall as viewed by an elevation view of the middle plane of the wall.It does not take into account any wall modifications(such as openings). | IfcQuantityArea
GrossSideAreaLeft | 41.8 m² | Area of the wall as viewed by an elevation view of the left side (when viewed along the wall path orientation). It does not take into account any wall modifications (such as openings). | IfcQuantityArea
GrossSideAreaRight | 48.6 m² | Area of the wall as viewed by an elevation view of the right side (when viewed along the wall path orientation). It does not take into account any wall modifications (such as openings). | IfcQuantityArea
GrossVolume | 15.82 m³ | Volume of the wall, without taking into account the openings and the connection geometry. | IfcQuantityVolume
NetFootprintArea | 5.64 m² | Area of the wall as viewed by a ground floor view, taking all wall modifications (like recesses) into account. It is also referred to as the foot print of the wall. | IfcQuantityArea
NetSideArea | 45.2 m² | Area of the wall as viewed by an elevation view of the middle plane. It does take into account all wall modifications (such as openings). | IfcQuantityArea
NetSideAreaLeft | 41.8 m² | Area of the wall as viewed by an elevation view of the left side (when viewed along the wall path orientation). It does take into account all wall modifications (such as openings). | IfcQuantityArea
NetSideAreaRight | 48.6 m² | Area of the wall as viewed by an elevation view of the right side (when viewed along the wall path orientation). It does take into account all wall modifications (such as openings). | IfcQuantityArea
NetVolume | 15.59 m³ | Volume of the wall, after subtracting the openings and after considering the connection geometry. | IfcQuantityVolume
NominalHeight | 2764.4 mm | Total nominal height of the wall. It should only be provided, if it is constant along the wall path. | IfcQuantityLength
NominalLength | 15700 mm | Total nominal length of the wall along the wall path. | IfcQuantityLength
NominalWidth | 350 mm | Total nominal width (or thickness) of the wall measured perpendicular to the wall path. It should only be provided, if it is constant along the wall path. | IfcQuantityLength
21868 | Paredes\Interiores\Parede_Interior_Tijolo (15cm) |  | 0.15 | 2.75 | 3.1 | 8.113 | 8.113 | 6.332 | 6.332 | 0.998 | 1
Name | Value | Description | Categorize in IFC as:
ARCHline.XP Common
ArticleNumber |  | ArticleNumber | IfcLabel
Description |  | Description of the object | IfcLabel
Manufacturer |  | Manufacturer | IfcLabel
Name |  | IFC name of the object | IfcLabel
Price |  | Price | IfcLabel
Pset_WallCommon
AcousticRating |  | Acoustic rating for this object. It is giving according to the national building code. It indicates the sound transmission resistance of this object by an index ration (instead of providing full sound absorbtion values). | IfcLabel
Combustible | No | Indication whether the object is made from combustible material (TRUE) or not (FALSE). | IfcBoolean
Compartmentation | No | Indication whether the object is designed to serve as a fire compartmentation (TRUE) or not (FALSE). | IfcBoolean
ExtendToStructure | Yes | Indicates whether the object extend to the structure above (TRUE) or not (FALSE). | IfcBoolean
FireRating |  | Fire rating for this object. It is given according to the national fire safety classification. | IfcLabel
IsExternal | Yes | Indication whether the element is designed for use in the exterior (TRUE) or not (FALSE). If (TRUE) it is an external element and faces the outside of the building. | IfcBoolean
LoadBearing | No | Indicates whether the object is intended to carry loads (TRUE) or not (FALSE). | IfcBoolean
Reference |  | Reference ID for this specified type in this project (e.g. type 'A-1') | IfcIdentifier
SurfaceSpreadOfFlame |  | Indication on how the flames spread around the surface, It is given according to the national building code that governs the fire behaviour for materials. | IfcLabel
ThermalTransmittance | 3.721881 | Thermal transmittance coefficient (U-Value) of a material. Here the total thermal transmittance coefficient through the wall (including all materials). | IfcThermalTransmittanceMeasure
Quantities
GrossFootprintArea | 0.46 m² | Area of the wall as viewed by a ground floor view, not taking any wall modifications (like recesses) into account. It is also referred to as the foot print of the wall. | IfcQuantityArea
GrossSideArea | 8.11 m² | Area of the wall as viewed by an elevation view of the middle plane of the wall.It does not take into account any wall modifications(such as openings). | IfcQuantityArea
GrossSideAreaLeft | 8.11 m² | Area of the wall as viewed by an elevation view of the left side (when viewed along the wall path orientation). It does not take into account any wall modifications (such as openings). | IfcQuantityArea
GrossSideAreaRight | 8.11 m² | Area of the wall as viewed by an elevation view of the right side (when viewed along the wall path orientation). It does not take into account any wall modifications (such as openings). | IfcQuantityArea
GrossVolume | 1.22 m³ | Volume of the wall, without taking into account the openings and the connection geometry. | IfcQuantityVolume
NetFootprintArea | 0.46 m² | Area of the wall as viewed by a ground floor view, taking all wall modifications (like recesses) into account. It is also referred to as the foot print of the wall. | IfcQuantityArea
NetSideArea | 6.33 m² | Area of the wall as viewed by an elevation view of the middle plane. It does take into account all wall modifications (such as openings). | IfcQuantityArea
NetSideAreaLeft | 6.33 m² | Area of the wall as viewed by an elevation view of the left side (when viewed along the wall path orientation). It does take into account all wall modifications (such as openings). | IfcQuantityArea
NetSideAreaRight | 6.33 m² | Area of the wall as viewed by an elevation view of the right side (when viewed along the wall path orientation). It does take into account all wall modifications (such as openings). | IfcQuantityArea
NetVolume | 0.998 m³ | Volume of the wall, after subtracting the openings and after considering the connection geometry. | IfcQuantityVolume
NominalHeight | 2750 mm | Total nominal height of the wall. It should only be provided, if it is constant along the wall path. | IfcQuantityLength
NominalLength | 2950 mm | Total nominal length of the wall along the wall path. | IfcQuantityLength
NominalWidth | 150 mm | Total nominal width (or thickness) of the wall measured perpendicular to the wall path. It should only be provided, if it is constant along the wall path. | IfcQuantityLength
21874 | Paredes\Interiores\Parede_Interior_Tijolo (15cm) |  | 0.15 | 2.75 | 1.963 | 5.397 | 4.984 | 5.397 | 4.984 | 0.821 | 1
Name | Value | Description | Categorize in IFC as:
ARCHline.XP Common
ArticleNumber |  | ArticleNumber | IfcLabel
Description |  | Description of the object | IfcLabel
Manufacturer |  | Manufacturer | IfcLabel
Name |  | IFC name of the object | IfcLabel
Price |  | Price | IfcLabel
Pset_WallCommon
AcousticRating |  | Acoustic rating for this object. It is giving according to the national building code. It indicates the sound transmission resistance of this object by an index ration (instead of providing full sound absorbtion values). | IfcLabel
Combustible | No | Indication whether the object is made from combustible material (TRUE) or not (FALSE). | IfcBoolean
Compartmentation | No | Indication whether the object is designed to serve as a fire compartmentation (TRUE) or not (FALSE). | IfcBoolean
ExtendToStructure | Yes | Indicates whether the object extend to the structure above (TRUE) or not (FALSE). | IfcBoolean
FireRating |  | Fire rating for this object. It is given according to the national fire safety classification. | IfcLabel
IsExternal | Yes | Indication whether the element is designed for use in the exterior (TRUE) or not (FALSE). If (TRUE) it is an external element and faces the outside of the building. | IfcBoolean
LoadBearing | No | Indicates whether the object is intended to carry loads (TRUE) or not (FALSE). | IfcBoolean
Reference |  | Reference ID for this specified type in this project (e.g. type 'A-1') | IfcIdentifier
SurfaceSpreadOfFlame |  | Indication on how the flames spread around the surface, It is given according to the national building code that governs the fire behaviour for materials. | IfcLabel
ThermalTransmittance | 3.721881 | Thermal transmittance coefficient (U-Value) of a material. Here the total thermal transmittance coefficient through the wall (including all materials). | IfcThermalTransmittanceMeasure
Quantities
GrossFootprintArea | 0.298 m² | Area of the wall as viewed by a ground floor view, not taking any wall modifications (like recesses) into account. It is also referred to as the foot print of the wall. | IfcQuantityArea
GrossSideArea | 5.19 m² | Area of the wall as viewed by an elevation view of the middle plane of the wall.It does not take into account any wall modifications(such as openings). | IfcQuantityArea
GrossSideAreaLeft | 5.4 m² | Area of the wall as viewed by an elevation view of the left side (when viewed along the wall path orientation). It does not take into account any wall modifications (such as openings). | IfcQuantityArea
GrossSideAreaRight | 4.98 m² | Area of the wall as viewed by an elevation view of the right side (when viewed along the wall path orientation). It does not take into account any wall modifications (such as openings). | IfcQuantityArea
GrossVolume | 0.779 m³ | Volume of the wall, without taking into account the openings and the connection geometry. | IfcQuantityVolume
NetFootprintArea | 0.298 m² | Area of the wall as viewed by a ground floor view, taking all wall modifications (like recesses) into account. It is also referred to as the foot print of the wall. | IfcQuantityArea
NetSideArea | 5.19 m² | Area of the wall as viewed by an elevation view of the middle plane. It does take into account all wall modifications (such as openings). | IfcQuantityArea
NetSideAreaLeft | 5.4 m² | Area of the wall as viewed by an elevation view of the left side (when viewed along the wall path orientation). It does take into account all wall modifications (such as openings). | IfcQuantityArea
NetSideAreaRight | 4.98 m² | Area of the wall as viewed by an elevation view of the right side (when viewed along the wall path orientation). It does take into account all wall modifications (such as openings). | IfcQuantityArea
NetVolume | 0.821 m³ | Volume of the wall, after subtracting the openings and after considering the connection geometry. | IfcQuantityVolume
NominalHeight | 2750 mm | Total nominal height of the wall. It should only be provided, if it is constant along the wall path. | IfcQuantityLength
NominalLength | 1887.5 mm | Total nominal length of the wall along the wall path. | IfcQuantityLength
NominalWidth | 150 mm | Total nominal width (or thickness) of the wall measured perpendicular to the wall path. It should only be provided, if it is constant along the wall path. | IfcQuantityLength
21893 | Paredes\Interiores\Parede_Interior_Tijolo (15cm) |  | 0.15 | 2.75 | 5.8 | 15.95 | 16.363 | 15.95 | 16.363 | 2.412 | 1
Name | Value | Description | Categorize in IFC as:
ARCHline.XP Common
ArticleNumber |  | ArticleNumber | IfcLabel
Description |  | Description of the object | IfcLabel
Manufacturer |  | Manufacturer | IfcLabel
Name |  | IFC name of the object | IfcLabel
Price |  | Price | IfcLabel
Pset_WallCommon
AcousticRating |  | Acoustic rating for this object. It is giving according to the national building code. It indicates the sound transmission resistance of this object by an index ration (instead of providing full sound absorbtion values). | IfcLabel
Combustible | No | Indication whether the object is made from combustible material (TRUE) or not (FALSE). | IfcBoolean
Compartmentation | No | Indication whether the object is designed to serve as a fire compartmentation (TRUE) or not (FALSE). | IfcBoolean
ExtendToStructure | Yes | Indicates whether the object extend to the structure above (TRUE) or not (FALSE). | IfcBoolean
FireRating |  | Fire rating for this object. It is given according to the national fire safety classification. | IfcLabel
IsExternal | Yes | Indication whether the element is designed for use in the exterior (TRUE) or not (FALSE). If (TRUE) it is an external element and faces the outside of the building. | IfcBoolean
LoadBearing | No | Indicates whether the object is intended to carry loads (TRUE) or not (FALSE). | IfcBoolean
Reference |  | Reference ID for this specified type in this project (e.g. type 'A-1') | IfcIdentifier
SurfaceSpreadOfFlame |  | Indication on how the flames spread around the surface, It is given according to the national building code that governs the fire behaviour for materials. | IfcLabel
ThermalTransmittance | 3.721881 | Thermal transmittance coefficient (U-Value) of a material. Here the total thermal transmittance coefficient through the wall (including all materials). | IfcThermalTransmittanceMeasure
Quantities
GrossFootprintArea | 0.877 m² | Area of the wall as viewed by a ground floor view, not taking any wall modifications (like recesses) into account. It is also referred to as the foot print of the wall. | IfcQuantityArea
GrossSideArea | 16.16 m² | Area of the wall as viewed by an elevation view of the middle plane of the wall.It does not take into account any wall modifications(such as openings). | IfcQuantityArea
GrossSideAreaLeft | 15.95 m² | Area of the wall as viewed by an elevation view of the left side (when viewed along the wall path orientation). It does not take into account any wall modifications (such as openings). | IfcQuantityArea
GrossSideAreaRight | 16.36 m² | Area of the wall as viewed by an elevation view of the right side (when viewed along the wall path orientation). It does not take into account any wall modifications (such as openings). | IfcQuantityArea
GrossVolume | 2.42 m³ | Volume of the wall, without taking into account the openings and the connection geometry. | IfcQuantityVolume
NetFootprintArea | 0.877 m² | Area of the wall as viewed by a ground floor view, taking all wall modifications (like recesses) into account. It is also referred to as the foot print of the wall. | IfcQuantityArea
NetSideArea | 16.16 m² | Area of the wall as viewed by an elevation view of the middle plane. It does take into account all wall modifications (such as openings). | IfcQuantityArea
NetSideAreaLeft | 15.95 m² | Area of the wall as viewed by an elevation view of the left side (when viewed along the wall path orientation). It does take into account all wall modifications (such as openings). | IfcQuantityArea
NetSideAreaRight | 16.36 m² | Area of the wall as viewed by an elevation view of the right side (when viewed along the wall path orientation). It does take into account all wall modifications (such as openings). | IfcQuantityArea
NetVolume | 2.41 m³ | Volume of the wall, after subtracting the openings and after considering the connection geometry. | IfcQuantityVolume
NominalHeight | 2750 mm | Total nominal height of the wall. It should only be provided, if it is constant along the wall path. | IfcQuantityLength
NominalLength | 5875 mm | Total nominal length of the wall along the wall path. | IfcQuantityLength
NominalWidth | 150 mm | Total nominal width (or thickness) of the wall measured perpendicular to the wall path. It should only be provided, if it is constant along the wall path. | IfcQuantityLength
21902 | Paredes\Interiores\Parede_Interior_Tijolo (15cm) |  | 0.15 | 2.75 | 1.963 | 5.397 | 5.809 | 5.397 | 5.809 | 0.864 | 1
Name | Value | Description | Categorize in IFC as:
ARCHline.XP Common
ArticleNumber |  | ArticleNumber | IfcLabel
Description |  | Description of the object | IfcLabel
Manufacturer |  | Manufacturer | IfcLabel
Name |  | IFC name of the object | IfcLabel
Price |  | Price | IfcLabel
Pset_WallCommon
AcousticRating |  | Acoustic rating for this object. It is giving according to the national building code. It indicates the sound transmission resistance of this object by an index ration (instead of providing full sound absorbtion values). | IfcLabel
Combustible | No | Indication whether the object is made from combustible material (TRUE) or not (FALSE). | IfcBoolean
Compartmentation | No | Indication whether the object is designed to serve as a fire compartmentation (TRUE) or not (FALSE). | IfcBoolean
ExtendToStructure | Yes | Indicates whether the object extend to the structure above (TRUE) or not (FALSE). | IfcBoolean
FireRating |  | Fire rating for this object. It is given according to the national fire safety classification. | IfcLabel
IsExternal | Yes | Indication whether the element is designed for use in the exterior (TRUE) or not (FALSE). If (TRUE) it is an external element and faces the outside of the building. | IfcBoolean
LoadBearing | No | Indicates whether the object is intended to carry loads (TRUE) or not (FALSE). | IfcBoolean
Reference |  | Reference ID for this specified type in this project (e.g. type 'A-1') | IfcIdentifier
SurfaceSpreadOfFlame |  | Indication on how the flames spread around the surface, It is given according to the national building code that governs the fire behaviour for materials. | IfcLabel
ThermalTransmittance | 3.721881 | Thermal transmittance coefficient (U-Value) of a material. Here the total thermal transmittance coefficient through the wall (including all materials). | IfcThermalTransmittanceMeasure
Quantities
GrossFootprintArea | 0.314 m² | Area of the wall as viewed by a ground floor view, not taking any wall modifications (like recesses) into account. It is also referred to as the foot print of the wall. | IfcQuantityArea
GrossSideArea | 5.6 m² | Area of the wall as viewed by an elevation view of the middle plane of the wall.It does not take into account any wall modifications(such as openings). | IfcQuantityArea
GrossSideAreaLeft | 5.4 m² | Area of the wall as viewed by an elevation view of the left side (when viewed along the wall path orientation). It does not take into account any wall modifications (such as openings). | IfcQuantityArea
GrossSideAreaRight | 5.81 m² | Area of the wall as viewed by an elevation view of the right side (when viewed along the wall path orientation). It does not take into account any wall modifications (such as openings). | IfcQuantityArea
GrossVolume | 0.84 m³ | Volume of the wall, without taking into account the openings and the connection geometry. | IfcQuantityVolume
NetFootprintArea | 0.314 m² | Area of the wall as viewed by a ground floor view, taking all wall modifications (like recesses) into account. It is also referred to as the foot print of the wall. | IfcQuantityArea
NetSideArea | 5.6 m² | Area of the wall as viewed by an elevation view of the middle plane. It does take into account all wall modifications (such as openings). | IfcQuantityArea
NetSideAreaLeft | 5.4 m² | Area of the wall as viewed by an elevation view of the left side (when viewed along the wall path orientation). It does take into account all wall modifications (such as openings). | IfcQuantityArea
NetSideAreaRight | 5.81 m² | Area of the wall as viewed by an elevation view of the right side (when viewed along the wall path orientation). It does take into account all wall modifications (such as openings). | IfcQuantityArea
NetVolume | 0.864 m³ | Volume of the wall, after subtracting the openings and after considering the connection geometry. | IfcQuantityVolume
NominalHeight | 2750 mm | Total nominal height of the wall. It should only be provided, if it is constant along the wall path. | IfcQuantityLength
NominalLength | 2037.5 mm | Total nominal length of the wall along the wall path. | IfcQuantityLength
NominalWidth | 150 mm | Total nominal width (or thickness) of the wall measured perpendicular to the wall path. It should only be provided, if it is constant along the wall path. | IfcQuantityLength
21907 | Paredes\Interiores\Parede_Interior_Tijolo (15cm) |  | 0.15 | 2.75 | 5.8 | 15.95 | 15.95 | 15.95 | 15.95 | 2.406 | 1
Name | Value | Description | Categorize in IFC as:
ARCHline.XP Common
ArticleNumber |  | ArticleNumber | IfcLabel
Description |  | Description of the object | IfcLabel
Manufacturer |  | Manufacturer | IfcLabel
Name |  | IFC name of the object | IfcLabel
Price |  | Price | IfcLabel
Pset_WallCommon
AcousticRating |  | Acoustic rating for this object. It is giving according to the national building code. It indicates the sound transmission resistance of this object by an index ration (instead of providing full sound absorbtion values). | IfcLabel
Combustible | No | Indication whether the object is made from combustible material (TRUE) or not (FALSE). | IfcBoolean
Compartmentation | No | Indication whether the object is designed to serve as a fire compartmentation (TRUE) or not (FALSE). | IfcBoolean
ExtendToStructure | Yes | Indicates whether the object extend to the structure above (TRUE) or not (FALSE). | IfcBoolean
FireRating |  | Fire rating for this object. It is given according to the national fire safety classification. | IfcLabel
IsExternal | Yes | Indication whether the element is designed for use in the exterior (TRUE) or not (FALSE). If (TRUE) it is an external element and faces the outside of the building. | IfcBoolean
LoadBearing | No | Indicates whether the object is intended to carry loads (TRUE) or not (FALSE). | IfcBoolean
Reference |  | Reference ID for this specified type in this project (e.g. type 'A-1') | IfcIdentifier
SurfaceSpreadOfFlame |  | Indication on how the flames spread around the surface, It is given according to the national building code that governs the fire behaviour for materials. | IfcLabel
ThermalTransmittance | 3.721881 | Thermal transmittance coefficient (U-Value) of a material. Here the total thermal transmittance coefficient through the wall (including all materials). | IfcThermalTransmittanceMeasure
Quantities
GrossFootprintArea | 0.875 m² | Area of the wall as viewed by a ground floor view, not taking any wall modifications (like recesses) into account. It is also referred to as the foot print of the wall. | IfcQuantityArea
GrossSideArea | 15.95 m² | Area of the wall as viewed by an elevation view of the middle plane of the wall.It does not take into account any wall modifications(such as openings). | IfcQuantityArea
GrossSideAreaLeft | 15.95 m² | Area of the wall as viewed by an elevation view of the left side (when viewed along the wall path orientation). It does not take into account any wall modifications (such as openings). | IfcQuantityArea
GrossSideAreaRight | 15.95 m² | Area of the wall as viewed by an elevation view of the right side (when viewed along the wall path orientation). It does not take into account any wall modifications (such as openings). | IfcQuantityArea
GrossVolume | 2.39 m³ | Volume of the wall, without taking into account the openings and the connection geometry. | IfcQuantityVolume
NetFootprintArea | 0.875 m² | Area of the wall as viewed by a ground floor view, taking all wall modifications (like recesses) into account. It is also referred to as the foot print of the wall. | IfcQuantityArea
NetSideArea | 15.95 m² | Area of the wall as viewed by an elevation view of the middle plane. It does take into account all wall modifications (such as openings). | IfcQuantityArea
NetSideAreaLeft | 15.95 m² | Area of the wall as viewed by an elevation view of the left side (when viewed along the wall path orientation). It does take into account all wall modifications (such as openings). | IfcQuantityArea
NetSideAreaRight | 15.95 m² | Area of the wall as viewed by an elevation view of the right side (when viewed along the wall path orientation). It does take into account all wall modifications (such as openings). | IfcQuantityArea
NetVolume | 2.41 m³ | Volume of the wall, after subtracting the openings and after considering the connection geometry. | IfcQuantityVolume
NominalHeight | 2750 mm | Total nominal height of the wall. It should only be provided, if it is constant along the wall path. | IfcQuantityLength
NominalLength | 5800 mm | Total nominal length of the wall along the wall path. | IfcQuantityLength
NominalWidth | 150 mm | Total nominal width (or thickness) of the wall measured perpendicular to the wall path. It should only be provided, if it is constant along the wall path. | IfcQuantityLength
21910 | Paredes\Interiores\Parede_Interior_Tijolo (15cm) |  | 0.15 | 2.75 | 3.1 | 8.113 | 8.113 | 6.332 | 6.332 | 0.998 | 1
Name | Value | Description | Categorize in IFC as:
ARCHline.XP Common
ArticleNumber |  | ArticleNumber | IfcLabel
Description |  | Description of the object | IfcLabel
Manufacturer |  | Manufacturer | IfcLabel
Name |  | IFC name of the object | IfcLabel
Price |  | Price | IfcLabel
Pset_WallCommon
AcousticRating |  | Acoustic rating for this object. It is giving according to the national building code. It indicates the sound transmission resistance of this object by an index ration (instead of providing full sound absorbtion values). | IfcLabel
Combustible | No | Indication whether the object is made from combustible material (TRUE) or not (FALSE). | IfcBoolean
Compartmentation | No | Indication whether the object is designed to serve as a fire compartmentation (TRUE) or not (FALSE). | IfcBoolean
ExtendToStructure | Yes | Indicates whether the object extend to the structure above (TRUE) or not (FALSE). | IfcBoolean
FireRating |  | Fire rating for this object. It is given according to the national fire safety classification. | IfcLabel
IsExternal | Yes | Indication whether the element is designed for use in the exterior (TRUE) or not (FALSE). If (TRUE) it is an external element and faces the outside of the building. | IfcBoolean
LoadBearing | No | Indicates whether the object is intended to carry loads (TRUE) or not (FALSE). | IfcBoolean
Reference |  | Reference ID for this specified type in this project (e.g. type 'A-1') | IfcIdentifier
SurfaceSpreadOfFlame |  | Indication on how the flames spread around the surface, It is given according to the national building code that governs the fire behaviour for materials. | IfcLabel
ThermalTransmittance | 3.721881 | Thermal transmittance coefficient (U-Value) of a material. Here the total thermal transmittance coefficient through the wall (including all materials). | IfcThermalTransmittanceMeasure
Quantities
GrossFootprintArea | 0.46 m² | Area of the wall as viewed by a ground floor view, not taking any wall modifications (like recesses) into account. It is also referred to as the foot print of the wall. | IfcQuantityArea
GrossSideArea | 8.11 m² | Area of the wall as viewed by an elevation view of the middle plane of the wall.It does not take into account any wall modifications(such as openings). | IfcQuantityArea
GrossSideAreaLeft | 8.11 m² | Area of the wall as viewed by an elevation view of the left side (when viewed along the wall path orientation). It does not take into account any wall modifications (such as openings). | IfcQuantityArea
GrossSideAreaRight | 8.11 m² | Area of the wall as viewed by an elevation view of the right side (when viewed along the wall path orientation). It does not take into account any wall modifications (such as openings). | IfcQuantityArea
GrossVolume | 1.22 m³ | Volume of the wall, without taking into account the openings and the connection geometry. | IfcQuantityVolume
NetFootprintArea | 0.46 m² | Area of the wall as viewed by a ground floor view, taking all wall modifications (like recesses) into account. It is also referred to as the foot print of the wall. | IfcQuantityArea
NetSideArea | 6.33 m² | Area of the wall as viewed by an elevation view of the middle plane. It does take into account all wall modifications (such as openings). | IfcQuantityArea
NetSideAreaLeft | 6.33 m² | Area of the wall as viewed by an elevation view of the left side (when viewed along the wall path orientation). It does take into account all wall modifications (such as openings). | IfcQuantityArea
NetSideAreaRight | 6.33 m² | Area of the wall as viewed by an elevation view of the right side (when viewed along the wall path orientation). It does take into account all wall modifications (such as openings). | IfcQuantityArea
NetVolume | 0.998 m³ | Volume of the wall, after subtracting the openings and after considering the connection geometry. | IfcQuantityVolume
NominalHeight | 2750 mm | Total nominal height of the wall. It should only be provided, if it is constant along the wall path. | IfcQuantityLength
NominalLength | 2950 mm | Total nominal length of the wall along the wall path. | IfcQuantityLength
NominalWidth | 150 mm | Total nominal width (or thickness) of the wall measured perpendicular to the wall path. It should only be provided, if it is constant along the wall path. | IfcQuantityLength
21995 | Paredes\Interiores\Parede_Interior_Tijolo (15cm) |  | 0.15 | 2.75 | 0.6 | 1.65 | 1.65 | 1.65 | 1.65 | 0.282 | 1
Name | Value | Description | Categorize in IFC as:
ARCHline.XP Common
ArticleNumber |  | ArticleNumber | IfcLabel
Description |  | Description of the object | IfcLabel
Manufacturer |  | Manufacturer | IfcLabel
Name |  | IFC name of the object | IfcLabel
Price |  | Price | IfcLabel
Pset_WallCommon
AcousticRating |  | Acoustic rating for this object. It is giving according to the national building code. It indicates the sound transmission resistance of this object by an index ration (instead of providing full sound absorbtion values). | IfcLabel
Combustible | No | Indication whether the object is made from combustible material (TRUE) or not (FALSE). | IfcBoolean
Compartmentation | No | Indication whether the object is designed to serve as a fire compartmentation (TRUE) or not (FALSE). | IfcBoolean
ExtendToStructure | Yes | Indicates whether the object extend to the structure above (TRUE) or not (FALSE). | IfcBoolean
FireRating |  | Fire rating for this object. It is given according to the national fire safety classification. | IfcLabel
IsExternal | Yes | Indication whether the element is designed for use in the exterior (TRUE) or not (FALSE). If (TRUE) it is an external element and faces the outside of the building. | IfcBoolean
LoadBearing | No | Indicates whether the object is intended to carry loads (TRUE) or not (FALSE). | IfcBoolean
Reference |  | Reference ID for this specified type in this project (e.g. type 'A-1') | IfcIdentifier
SurfaceSpreadOfFlame |  | Indication on how the flames spread around the surface, It is given according to the national building code that governs the fire behaviour for materials. | IfcLabel
ThermalTransmittance | 3.721881 | Thermal transmittance coefficient (U-Value) of a material. Here the total thermal transmittance coefficient through the wall (including all materials). | IfcThermalTransmittanceMeasure
Quantities
GrossFootprintArea | 0.103 m² | Area of the wall as viewed by a ground floor view, not taking any wall modifications (like recesses) into account. It is also referred to as the foot print of the wall. | IfcQuantityArea
GrossSideArea | 1.65 m² | Area of the wall as viewed by an elevation view of the middle plane of the wall.It does not take into account any wall modifications(such as openings). | IfcQuantityArea
GrossSideAreaLeft | 1.65 m² | Area of the wall as viewed by an elevation view of the left side (when viewed along the wall path orientation). It does not take into account any wall modifications (such as openings). | IfcQuantityArea
GrossSideAreaRight | 1.65 m² | Area of the wall as viewed by an elevation view of the right side (when viewed along the wall path orientation). It does not take into account any wall modifications (such as openings). | IfcQuantityArea
GrossVolume | 0.248 m³ | Volume of the wall, without taking into account the openings and the connection geometry. | IfcQuantityVolume
NetFootprintArea | 0.103 m² | Area of the wall as viewed by a ground floor view, taking all wall modifications (like recesses) into account. It is also referred to as the foot print of the wall. | IfcQuantityArea
NetSideArea | 1.65 m² | Area of the wall as viewed by an elevation view of the middle plane. It does take into account all wall modifications (such as openings). | IfcQuantityArea
NetSideAreaLeft | 1.65 m² | Area of the wall as viewed by an elevation view of the left side (when viewed along the wall path orientation). It does take into account all wall modifications (such as openings). | IfcQuantityArea
NetSideAreaRight | 1.65 m² | Area of the wall as viewed by an elevation view of the right side (when viewed along the wall path orientation). It does take into account all wall modifications (such as openings). | IfcQuantityArea
NetVolume | 0.282 m³ | Volume of the wall, after subtracting the openings and after considering the connection geometry. | IfcQuantityVolume
NominalHeight | 2750 mm | Total nominal height of the wall. It should only be provided, if it is constant along the wall path. | IfcQuantityLength
NominalLength | 600 mm | Total nominal length of the wall along the wall path. | IfcQuantityLength
NominalWidth | 150 mm | Total nominal width (or thickness) of the wall measured perpendicular to the wall path. It should only be provided, if it is constant along the wall path. | IfcQuantityLength
22055 | Paredes\Interiores\Parede_Interior_Tijolo (15cm) |  | 0.15 | 2.75 | 1.963 | 5.397 | 5.809 | 5.397 | 5.809 | 0.864 | 1
Name | Value | Description | Categorize in IFC as:
ARCHline.XP Common
ArticleNumber |  | ArticleNumber | IfcLabel
Description |  | Description of the object | IfcLabel
Manufacturer |  | Manufacturer | IfcLabel
Name |  | IFC name of the object | IfcLabel
Price |  | Price | IfcLabel
Pset_WallCommon
AcousticRating |  | Acoustic rating for this object. It is giving according to the national building code. It indicates the sound transmission resistance of this object by an index ration (instead of providing full sound absorbtion values). | IfcLabel
Combustible | No | Indication whether the object is made from combustible material (TRUE) or not (FALSE). | IfcBoolean
Compartmentation | No | Indication whether the object is designed to serve as a fire compartmentation (TRUE) or not (FALSE). | IfcBoolean
ExtendToStructure | Yes | Indicates whether the object extend to the structure above (TRUE) or not (FALSE). | IfcBoolean
FireRating |  | Fire rating for this object. It is given according to the national fire safety classification. | IfcLabel
IsExternal | Yes | Indication whether the element is designed for use in the exterior (TRUE) or not (FALSE). If (TRUE) it is an external element and faces the outside of the building. | IfcBoolean
LoadBearing | No | Indicates whether the object is intended to carry loads (TRUE) or not (FALSE). | IfcBoolean
Reference |  | Reference ID for this specified type in this project (e.g. type 'A-1') | IfcIdentifier
SurfaceSpreadOfFlame |  | Indication on how the flames spread around the surface, It is given according to the national building code that governs the fire behaviour for materials. | IfcLabel
ThermalTransmittance | 3.721881 | Thermal transmittance coefficient (U-Value) of a material. Here the total thermal transmittance coefficient through the wall (including all materials). | IfcThermalTransmittanceMeasure
Quantities
GrossFootprintArea | 0.314 m² | Area of the wall as viewed by a ground floor view, not taking any wall modifications (like recesses) into account. It is also referred to as the foot print of the wall. | IfcQuantityArea
GrossSideArea | 5.6 m² | Area of the wall as viewed by an elevation view of the middle plane of the wall.It does not take into account any wall modifications(such as openings). | IfcQuantityArea
GrossSideAreaLeft | 5.4 m² | Area of the wall as viewed by an elevation view of the left side (when viewed along the wall path orientation). It does not take into account any wall modifications (such as openings). | IfcQuantityArea
GrossSideAreaRight | 5.81 m² | Area of the wall as viewed by an elevation view of the right side (when viewed along the wall path orientation). It does not take into account any wall modifications (such as openings). | IfcQuantityArea
GrossVolume | 0.84 m³ | Volume of the wall, without taking into account the openings and the connection geometry. | IfcQuantityVolume
NetFootprintArea | 0.314 m² | Area of the wall as viewed by a ground floor view, taking all wall modifications (like recesses) into account. It is also referred to as the foot print of the wall. | IfcQuantityArea
NetSideArea | 5.6 m² | Area of the wall as viewed by an elevation view of the middle plane. It does take into account all wall modifications (such as openings). | IfcQuantityArea
NetSideAreaLeft | 5.4 m² | Area of the wall as viewed by an elevation view of the left side (when viewed along the wall path orientation). It does take into account all wall modifications (such as openings). | IfcQuantityArea
NetSideAreaRight | 5.81 m² | Area of the wall as viewed by an elevation view of the right side (when viewed along the wall path orientation). It does take into account all wall modifications (such as openings). | IfcQuantityArea
NetVolume | 0.864 m³ | Volume of the wall, after subtracting the openings and after considering the connection geometry. | IfcQuantityVolume
NominalHeight | 2750 mm | Total nominal height of the wall. It should only be provided, if it is constant along the wall path. | IfcQuantityLength
NominalLength | 2037.5 mm | Total nominal length of the wall along the wall path. | IfcQuantityLength
NominalWidth | 150 mm | Total nominal width (or thickness) of the wall measured perpendicular to the wall path. It should only be provided, if it is constant along the wall path. | IfcQuantityLength
22070 | Paredes\Interiores\Parede_Interior_Tijolo (15cm) |  | 0.15 | 2.75 | 2.35 | 6.463 | 6.875 | 4.452 | 4.865 | 0.688 | 1
Name | Value | Description | Categorize in IFC as:
ARCHline.XP Common
ArticleNumber |  | ArticleNumber | IfcLabel
Description |  | Description of the object | IfcLabel
Manufacturer |  | Manufacturer | IfcLabel
Name |  | IFC name of the object | IfcLabel
Price |  | Price | IfcLabel
Pset_WallCommon
AcousticRating |  | Acoustic rating for this object. It is giving according to the national building code. It indicates the sound transmission resistance of this object by an index ration (instead of providing full sound absorbtion values). | IfcLabel
Combustible | No | Indication whether the object is made from combustible material (TRUE) or not (FALSE). | IfcBoolean
Compartmentation | No | Indication whether the object is designed to serve as a fire compartmentation (TRUE) or not (FALSE). | IfcBoolean
ExtendToStructure | Yes | Indicates whether the object extend to the structure above (TRUE) or not (FALSE). | IfcBoolean
FireRating |  | Fire rating for this object. It is given according to the national fire safety classification. | IfcLabel
IsExternal | Yes | Indication whether the element is designed for use in the exterior (TRUE) or not (FALSE). If (TRUE) it is an external element and faces the outside of the building. | IfcBoolean
LoadBearing | No | Indicates whether the object is intended to carry loads (TRUE) or not (FALSE). | IfcBoolean
Reference |  | Reference ID for this specified type in this project (e.g. type 'A-1') | IfcIdentifier
SurfaceSpreadOfFlame |  | Indication on how the flames spread around the surface, It is given according to the national building code that governs the fire behaviour for materials. | IfcLabel
ThermalTransmittance | 3.721881 | Thermal transmittance coefficient (U-Value) of a material. Here the total thermal transmittance coefficient through the wall (including all materials). | IfcThermalTransmittanceMeasure
Quantities
GrossFootprintArea | 0.36 m² | Area of the wall as viewed by a ground floor view, not taking any wall modifications (like recesses) into account. It is also referred to as the foot print of the wall. | IfcQuantityArea
GrossSideArea | 6.67 m² | Area of the wall as viewed by an elevation view of the middle plane of the wall.It does not take into account any wall modifications(such as openings). | IfcQuantityArea
GrossSideAreaLeft | 6.46 m² | Area of the wall as viewed by an elevation view of the left side (when viewed along the wall path orientation). It does not take into account any wall modifications (such as openings). | IfcQuantityArea
GrossSideAreaRight | 6.88 m² | Area of the wall as viewed by an elevation view of the right side (when viewed along the wall path orientation). It does not take into account any wall modifications (such as openings). | IfcQuantityArea
GrossVolume | 1 m³ | Volume of the wall, without taking into account the openings and the connection geometry. | IfcQuantityVolume
NetFootprintArea | 0.36 m² | Area of the wall as viewed by a ground floor view, taking all wall modifications (like recesses) into account. It is also referred to as the foot print of the wall. | IfcQuantityArea
NetSideArea | 4.66 m² | Area of the wall as viewed by an elevation view of the middle plane. It does take into account all wall modifications (such as openings). | IfcQuantityArea
NetSideAreaLeft | 4.45 m² | Area of the wall as viewed by an elevation view of the left side (when viewed along the wall path orientation). It does take into account all wall modifications (such as openings). | IfcQuantityArea
NetSideAreaRight | 4.86 m² | Area of the wall as viewed by an elevation view of the right side (when viewed along the wall path orientation). It does take into account all wall modifications (such as openings). | IfcQuantityArea
NetVolume | 0.688 m³ | Volume of the wall, after subtracting the openings and after considering the connection geometry. | IfcQuantityVolume
NominalHeight | 2750 mm | Total nominal height of the wall. It should only be provided, if it is constant along the wall path. | IfcQuantityLength
NominalLength | 2425 mm | Total nominal length of the wall along the wall path. | IfcQuantityLength
NominalWidth | 150 mm | Total nominal width (or thickness) of the wall measured perpendicular to the wall path. It should only be provided, if it is constant along the wall path. | IfcQuantityLength
22183 | Paredes\Interiores\Parede_Interior_Tijolo (15cm) |  | 0.15 | 2.75 | 1 | 2.75 | 2.338 | 0.948 | 0.536 | 0.1 | 1
Name | Value | Description | Categorize in IFC as:
ARCHline.XP Common
ArticleNumber |  | ArticleNumber | IfcLabel
Description |  | Description of the object | IfcLabel
Manufacturer |  | Manufacturer | IfcLabel
Name |  | IFC name of the object | IfcLabel
Price |  | Price | IfcLabel
Pset_WallCommon
AcousticRating |  | Acoustic rating for this object. It is giving according to the national building code. It indicates the sound transmission resistance of this object by an index ration (instead of providing full sound absorbtion values). | IfcLabel
Combustible | No | Indication whether the object is made from combustible material (TRUE) or not (FALSE). | IfcBoolean
Compartmentation | No | Indication whether the object is designed to serve as a fire compartmentation (TRUE) or not (FALSE). | IfcBoolean
ExtendToStructure | Yes | Indicates whether the object extend to the structure above (TRUE) or not (FALSE). | IfcBoolean
FireRating |  | Fire rating for this object. It is given according to the national fire safety classification. | IfcLabel
IsExternal | Yes | Indication whether the element is designed for use in the exterior (TRUE) or not (FALSE). If (TRUE) it is an external element and faces the outside of the building. | IfcBoolean
LoadBearing | No | Indicates whether the object is intended to carry loads (TRUE) or not (FALSE). | IfcBoolean
Reference |  | Reference ID for this specified type in this project (e.g. type 'A-1') | IfcIdentifier
SurfaceSpreadOfFlame |  | Indication on how the flames spread around the surface, It is given according to the national building code that governs the fire behaviour for materials. | IfcLabel
ThermalTransmittance | 3.721881 | Thermal transmittance coefficient (U-Value) of a material. Here the total thermal transmittance coefficient through the wall (including all materials). | IfcThermalTransmittanceMeasure
Quantities
GrossFootprintArea | 0.135 m² | Area of the wall as viewed by a ground floor view, not taking any wall modifications (like recesses) into account. It is also referred to as the foot print of the wall. | IfcQuantityArea
GrossSideArea | 2.54 m² | Area of the wall as viewed by an elevation view of the middle plane of the wall.It does not take into account any wall modifications(such as openings). | IfcQuantityArea
GrossSideAreaLeft | 2.75 m² | Area of the wall as viewed by an elevation view of the left side (when viewed along the wall path orientation). It does not take into account any wall modifications (such as openings). | IfcQuantityArea
GrossSideAreaRight | 2.34 m² | Area of the wall as viewed by an elevation view of the right side (when viewed along the wall path orientation). It does not take into account any wall modifications (such as openings). | IfcQuantityArea
GrossVolume | 0.382 m³ | Volume of the wall, without taking into account the openings and the connection geometry. | IfcQuantityVolume
NetFootprintArea | 0.135 m² | Area of the wall as viewed by a ground floor view, taking all wall modifications (like recesses) into account. It is also referred to as the foot print of the wall. | IfcQuantityArea
NetSideArea | 0.742 m² | Area of the wall as viewed by an elevation view of the middle plane. It does take into account all wall modifications (such as openings). | IfcQuantityArea
NetSideAreaLeft | 0.948 m² | Area of the wall as viewed by an elevation view of the left side (when viewed along the wall path orientation). It does take into account all wall modifications (such as openings). | IfcQuantityArea
NetSideAreaRight | 0.536 m² | Area of the wall as viewed by an elevation view of the right side (when viewed along the wall path orientation). It does take into account all wall modifications (such as openings). | IfcQuantityArea
NetVolume | 0.1 m³ | Volume of the wall, after subtracting the openings and after considering the connection geometry. | IfcQuantityVolume
NominalHeight | 2750 mm | Total nominal height of the wall. It should only be provided, if it is constant along the wall path. | IfcQuantityLength
NominalLength | 925 mm | Total nominal length of the wall along the wall path. | IfcQuantityLength
NominalWidth | 150 mm | Total nominal width (or thickness) of the wall measured perpendicular to the wall path. It should only be provided, if it is constant along the wall path. | IfcQuantityLength
24215 | Paredes\Interiores\Parede_Interior_Tijolo (15cm) |  | 0.15 | 1.096 | 9.05 | 9.978 | 9.695 | 9.978 | 9.695 | 1.476 | 1
Name | Value | Description | Categorize in IFC as:
ARCHline.XP Common
ArticleNumber |  | ArticleNumber | IfcLabel
Description |  | Description of the object | IfcLabel
Manufacturer |  | Manufacturer | IfcLabel
Name |  | IFC name of the object | IfcLabel
Price |  | Price | IfcLabel
Pset_WallCommon
AcousticRating |  | Acoustic rating for this object. It is giving according to the national building code. It indicates the sound transmission resistance of this object by an index ration (instead of providing full sound absorbtion values). | IfcLabel
Combustible | No | Indication whether the object is made from combustible material (TRUE) or not (FALSE). | IfcBoolean
Compartmentation | No | Indication whether the object is designed to serve as a fire compartmentation (TRUE) or not (FALSE). | IfcBoolean
ExtendToStructure | Yes | Indicates whether the object extend to the structure above (TRUE) or not (FALSE). | IfcBoolean
FireRating |  | Fire rating for this object. It is given according to the national fire safety classification. | IfcLabel
IsExternal | Yes | Indication whether the element is designed for use in the exterior (TRUE) or not (FALSE). If (TRUE) it is an external element and faces the outside of the building. | IfcBoolean
LoadBearing | No | Indicates whether the object is intended to carry loads (TRUE) or not (FALSE). | IfcBoolean
Reference |  | Reference ID for this specified type in this project (e.g. type 'A-1') | IfcIdentifier
SurfaceSpreadOfFlame |  | Indication on how the flames spread around the surface, It is given according to the national building code that governs the fire behaviour for materials. | IfcLabel
ThermalTransmittance | 3.721881 | Thermal transmittance coefficient (U-Value) of a material. Here the total thermal transmittance coefficient through the wall (including all materials). | IfcThermalTransmittanceMeasure
Quantities
GrossFootprintArea | 1.35 m² | Area of the wall as viewed by a ground floor view, not taking any wall modifications (like recesses) into account. It is also referred to as the foot print of the wall. | IfcQuantityArea
GrossSideArea | 9.84 m² | Area of the wall as viewed by an elevation view of the middle plane of the wall.It does not take into account any wall modifications(such as openings). | IfcQuantityArea
GrossSideAreaLeft | 9.98 m² | Area of the wall as viewed by an elevation view of the left side (when viewed along the wall path orientation). It does not take into account any wall modifications (such as openings). | IfcQuantityArea
GrossSideAreaRight | 9.69 m² | Area of the wall as viewed by an elevation view of the right side (when viewed along the wall path orientation). It does not take into account any wall modifications (such as openings). | IfcQuantityArea
GrossVolume | 1.48 m³ | Volume of the wall, without taking into account the openings and the connection geometry. | IfcQuantityVolume
NetFootprintArea | 1.35 m² | Area of the wall as viewed by a ground floor view, taking all wall modifications (like recesses) into account. It is also referred to as the foot print of the wall. | IfcQuantityArea
NetSideArea | 9.84 m² | Area of the wall as viewed by an elevation view of the middle plane. It does take into account all wall modifications (such as openings). | IfcQuantityArea
NetSideAreaLeft | 9.98 m² | Area of the wall as viewed by an elevation view of the left side (when viewed along the wall path orientation). It does take into account all wall modifications (such as openings). | IfcQuantityArea
NetSideAreaRight | 9.69 m² | Area of the wall as viewed by an elevation view of the right side (when viewed along the wall path orientation). It does take into account all wall modifications (such as openings). | IfcQuantityArea
NetVolume | 1.48 m³ | Volume of the wall, after subtracting the openings and after considering the connection geometry. | IfcQuantityVolume
NominalHeight | 1096 mm | Total nominal height of the wall. It should only be provided, if it is constant along the wall path. | IfcQuantityLength
NominalLength | 8975 mm | Total nominal length of the wall along the wall path. | IfcQuantityLength
NominalWidth | 150 mm | Total nominal width (or thickness) of the wall measured perpendicular to the wall path. It should only be provided, if it is constant along the wall path. | IfcQuantityLength
24244 | Paredes\Interiores\Parede_Interior_Tijolo (15cm) |  | 0.15 | 1.887 | 7.35 | 13.968 | 13.211 | 13.968 | 13.211 | 2.038 | 1
Name | Value | Description | Categorize in IFC as:
ARCHline.XP Common
ArticleNumber |  | ArticleNumber | IfcLabel
Description |  | Description of the object | IfcLabel
Manufacturer |  | Manufacturer | IfcLabel
Name |  | IFC name of the object | IfcLabel
Price |  | Price | IfcLabel
Pset_WallCommon
AcousticRating |  | Acoustic rating for this object. It is giving according to the national building code. It indicates the sound transmission resistance of this object by an index ration (instead of providing full sound absorbtion values). | IfcLabel
Combustible | No | Indication whether the object is made from combustible material (TRUE) or not (FALSE). | IfcBoolean
Compartmentation | No | Indication whether the object is designed to serve as a fire compartmentation (TRUE) or not (FALSE). | IfcBoolean
ExtendToStructure | Yes | Indicates whether the object extend to the structure above (TRUE) or not (FALSE). | IfcBoolean
FireRating |  | Fire rating for this object. It is given according to the national fire safety classification. | IfcLabel
IsExternal | Yes | Indication whether the element is designed for use in the exterior (TRUE) or not (FALSE). If (TRUE) it is an external element and faces the outside of the building. | IfcBoolean
LoadBearing | No | Indicates whether the object is intended to carry loads (TRUE) or not (FALSE). | IfcBoolean
Reference |  | Reference ID for this specified type in this project (e.g. type 'A-1') | IfcIdentifier
SurfaceSpreadOfFlame |  | Indication on how the flames spread around the surface, It is given according to the national building code that governs the fire behaviour for materials. | IfcLabel
ThermalTransmittance | 3.721881 | Thermal transmittance coefficient (U-Value) of a material. Here the total thermal transmittance coefficient through the wall (including all materials). | IfcThermalTransmittanceMeasure
Quantities
GrossFootprintArea | 1.08 m² | Area of the wall as viewed by a ground floor view, not taking any wall modifications (like recesses) into account. It is also referred to as the foot print of the wall. | IfcQuantityArea
GrossSideArea | 13.59 m² | Area of the wall as viewed by an elevation view of the middle plane of the wall.It does not take into account any wall modifications(such as openings). | IfcQuantityArea
GrossSideAreaLeft | 13.97 m² | Area of the wall as viewed by an elevation view of the left side (when viewed along the wall path orientation). It does not take into account any wall modifications (such as openings). | IfcQuantityArea
GrossSideAreaRight | 13.21 m² | Area of the wall as viewed by an elevation view of the right side (when viewed along the wall path orientation). It does not take into account any wall modifications (such as openings). | IfcQuantityArea
GrossVolume | 2.04 m³ | Volume of the wall, without taking into account the openings and the connection geometry. | IfcQuantityVolume
NetFootprintArea | 1.08 m² | Area of the wall as viewed by a ground floor view, taking all wall modifications (like recesses) into account. It is also referred to as the foot print of the wall. | IfcQuantityArea
NetSideArea | 13.59 m² | Area of the wall as viewed by an elevation view of the middle plane. It does take into account all wall modifications (such as openings). | IfcQuantityArea
NetSideAreaLeft | 13.97 m² | Area of the wall as viewed by an elevation view of the left side (when viewed along the wall path orientation). It does take into account all wall modifications (such as openings). | IfcQuantityArea
NetSideAreaRight | 13.21 m² | Area of the wall as viewed by an elevation view of the right side (when viewed along the wall path orientation). It does take into account all wall modifications (such as openings). | IfcQuantityArea
NetVolume | 2.04 m³ | Volume of the wall, after subtracting the openings and after considering the connection geometry. | IfcQuantityVolume
NominalHeight | 1887.3 mm | Total nominal height of the wall. It should only be provided, if it is constant along the wall path. | IfcQuantityLength
NominalLength | 7200 mm | Total nominal length of the wall along the wall path. | IfcQuantityLength
NominalWidth | 150 mm | Total nominal width (or thickness) of the wall measured perpendicular to the wall path. It should only be provided, if it is constant along the wall path. | IfcQuantityLength
24438 | Paredes\Interiores\Parede_Interior_Tijolo (15cm) |  | 0.15 | 1.096 | 9.05 | 9.978 | 9.695 | 9.978 | 9.695 | 1.475 | 1
Name | Value | Description | Categorize in IFC as:
ARCHline.XP Common
ArticleNumber |  | ArticleNumber | IfcLabel
Description |  | Description of the object | IfcLabel
Manufacturer |  | Manufacturer | IfcLabel
Name |  | IFC name of the object | IfcLabel
Price |  | Price | IfcLabel
Pset_WallCommon
AcousticRating |  | Acoustic rating for this object. It is giving according to the national building code. It indicates the sound transmission resistance of this object by an index ration (instead of providing full sound absorbtion values). | IfcLabel
Combustible | No | Indication whether the object is made from combustible material (TRUE) or not (FALSE). | IfcBoolean
Compartmentation | No | Indication whether the object is designed to serve as a fire compartmentation (TRUE) or not (FALSE). | IfcBoolean
ExtendToStructure | Yes | Indicates whether the object extend to the structure above (TRUE) or not (FALSE). | IfcBoolean
FireRating |  | Fire rating for this object. It is given according to the national fire safety classification. | IfcLabel
IsExternal | Yes | Indication whether the element is designed for use in the exterior (TRUE) or not (FALSE). If (TRUE) it is an external element and faces the outside of the building. | IfcBoolean
LoadBearing | No | Indicates whether the object is intended to carry loads (TRUE) or not (FALSE). | IfcBoolean
Reference |  | Reference ID for this specified type in this project (e.g. type 'A-1') | IfcIdentifier
SurfaceSpreadOfFlame |  | Indication on how the flames spread around the surface, It is given according to the national building code that governs the fire behaviour for materials. | IfcLabel
ThermalTransmittance | 3.721881 | Thermal transmittance coefficient (U-Value) of a material. Here the total thermal transmittance coefficient through the wall (including all materials). | IfcThermalTransmittanceMeasure
Quantities
GrossFootprintArea | 1.35 m² | Area of the wall as viewed by a ground floor view, not taking any wall modifications (like recesses) into account. It is also referred to as the foot print of the wall. | IfcQuantityArea
GrossSideArea | 9.84 m² | Area of the wall as viewed by an elevation view of the middle plane of the wall.It does not take into account any wall modifications(such as openings). | IfcQuantityArea
GrossSideAreaLeft | 9.98 m² | Area of the wall as viewed by an elevation view of the left side (when viewed along the wall path orientation). It does not take into account any wall modifications (such as openings). | IfcQuantityArea
GrossSideAreaRight | 9.69 m² | Area of the wall as viewed by an elevation view of the right side (when viewed along the wall path orientation). It does not take into account any wall modifications (such as openings). | IfcQuantityArea
GrossVolume | 1.48 m³ | Volume of the wall, without taking into account the openings and the connection geometry. | IfcQuantityVolume
NetFootprintArea | 1.35 m² | Area of the wall as viewed by a ground floor view, taking all wall modifications (like recesses) into account. It is also referred to as the foot print of the wall. | IfcQuantityArea
NetSideArea | 9.84 m² | Area of the wall as viewed by an elevation view of the middle plane. It does take into account all wall modifications (such as openings). | IfcQuantityArea
NetSideAreaLeft | 9.98 m² | Area of the wall as viewed by an elevation view of the left side (when viewed along the wall path orientation). It does take into account all wall modifications (such as openings). | IfcQuantityArea
NetSideAreaRight | 9.69 m² | Area of the wall as viewed by an elevation view of the right side (when viewed along the wall path orientation). It does take into account all wall modifications (such as openings). | IfcQuantityArea
NetVolume | 1.47 m³ | Volume of the wall, after subtracting the openings and after considering the connection geometry. | IfcQuantityVolume
NominalHeight | 1095.8 mm | Total nominal height of the wall. It should only be provided, if it is constant along the wall path. | IfcQuantityLength
NominalLength | 8975 mm | Total nominal length of the wall along the wall path. | IfcQuantityLength
NominalWidth | 150 mm | Total nominal width (or thickness) of the wall measured perpendicular to the wall path. It should only be provided, if it is constant along the wall path. | IfcQuantityLength
24460 | Paredes\Interiores\Parede_Interior_Tijolo (15cm) |  | 0.15 | 0.776 | 3.546 | 2.786 | 2.6 | 2.786 | 2.6 | 0.404 | 1
Name | Value | Description | Categorize in IFC as:
ARCHline.XP Common
ArticleNumber |  | ArticleNumber | IfcLabel
Description |  | Description of the object | IfcLabel
Manufacturer |  | Manufacturer | IfcLabel
Name |  | IFC name of the object | IfcLabel
Price |  | Price | IfcLabel
Pset_WallCommon
AcousticRating |  | Acoustic rating for this object. It is giving according to the national building code. It indicates the sound transmission resistance of this object by an index ration (instead of providing full sound absorbtion values). | IfcLabel
Combustible | No | Indication whether the object is made from combustible material (TRUE) or not (FALSE). | IfcBoolean
Compartmentation | No | Indication whether the object is designed to serve as a fire compartmentation (TRUE) or not (FALSE). | IfcBoolean
ExtendToStructure | Yes | Indicates whether the object extend to the structure above (TRUE) or not (FALSE). | IfcBoolean
FireRating |  | Fire rating for this object. It is given according to the national fire safety classification. | IfcLabel
IsExternal | Yes | Indication whether the element is designed for use in the exterior (TRUE) or not (FALSE). If (TRUE) it is an external element and faces the outside of the building. | IfcBoolean
LoadBearing | No | Indicates whether the object is intended to carry loads (TRUE) or not (FALSE). | IfcBoolean
Reference |  | Reference ID for this specified type in this project (e.g. type 'A-1') | IfcIdentifier
SurfaceSpreadOfFlame |  | Indication on how the flames spread around the surface, It is given according to the national building code that governs the fire behaviour for materials. | IfcLabel
ThermalTransmittance | 3.721881 | Thermal transmittance coefficient (U-Value) of a material. Here the total thermal transmittance coefficient through the wall (including all materials). | IfcThermalTransmittanceMeasure
Quantities
GrossFootprintArea | 0.521 m² | Area of the wall as viewed by a ground floor view, not taking any wall modifications (like recesses) into account. It is also referred to as the foot print of the wall. | IfcQuantityArea
GrossSideArea | 2.69 m² | Area of the wall as viewed by an elevation view of the middle plane of the wall.It does not take into account any wall modifications(such as openings). | IfcQuantityArea
GrossSideAreaLeft | 2.79 m² | Area of the wall as viewed by an elevation view of the left side (when viewed along the wall path orientation). It does not take into account any wall modifications (such as openings). | IfcQuantityArea
GrossSideAreaRight | 2.6 m² | Area of the wall as viewed by an elevation view of the right side (when viewed along the wall path orientation). It does not take into account any wall modifications (such as openings). | IfcQuantityArea
GrossVolume | 0.404 m³ | Volume of the wall, without taking into account the openings and the connection geometry. | IfcQuantityVolume
NetFootprintArea | 0.521 m² | Area of the wall as viewed by a ground floor view, taking all wall modifications (like recesses) into account. It is also referred to as the foot print of the wall. | IfcQuantityArea
NetSideArea | 2.69 m² | Area of the wall as viewed by an elevation view of the middle plane. It does take into account all wall modifications (such as openings). | IfcQuantityArea
NetSideAreaLeft | 2.79 m² | Area of the wall as viewed by an elevation view of the left side (when viewed along the wall path orientation). It does take into account all wall modifications (such as openings). | IfcQuantityArea
NetSideAreaRight | 2.6 m² | Area of the wall as viewed by an elevation view of the right side (when viewed along the wall path orientation). It does take into account all wall modifications (such as openings). | IfcQuantityArea
NetVolume | 0.404 m³ | Volume of the wall, after subtracting the openings and after considering the connection geometry. | IfcQuantityVolume
NominalHeight | 775.9 mm | Total nominal height of the wall. It should only be provided, if it is constant along the wall path. | IfcQuantityLength
NominalLength | 3471.3 mm | Total nominal length of the wall along the wall path. | IfcQuantityLength
NominalWidth | 150 mm | Total nominal width (or thickness) of the wall measured perpendicular to the wall path. It should only be provided, if it is constant along the wall path. | IfcQuantityLength
24470 | Paredes\Interiores\Parede_Interior_Tijolo (15cm) |  | 0.15 | 1.241 | 7.35 | 9.267 | 8.605 | 9.267 | 8.605 | 1.34 | 1
Name | Value | Description | Categorize in IFC as:
ARCHline.XP Common
ArticleNumber |  | ArticleNumber | IfcLabel
Description |  | Description of the object | IfcLabel
Manufacturer |  | Manufacturer | IfcLabel
Name |  | IFC name of the object | IfcLabel
Price |  | Price | IfcLabel
Pset_WallCommon
AcousticRating |  | Acoustic rating for this object. It is giving according to the national building code. It indicates the sound transmission resistance of this object by an index ration (instead of providing full sound absorbtion values). | IfcLabel
Combustible | No | Indication whether the object is made from combustible material (TRUE) or not (FALSE). | IfcBoolean
Compartmentation | No | Indication whether the object is designed to serve as a fire compartmentation (TRUE) or not (FALSE). | IfcBoolean
ExtendToStructure | Yes | Indicates whether the object extend to the structure above (TRUE) or not (FALSE). | IfcBoolean
FireRating |  | Fire rating for this object. It is given according to the national fire safety classification. | IfcLabel
IsExternal | Yes | Indication whether the element is designed for use in the exterior (TRUE) or not (FALSE). If (TRUE) it is an external element and faces the outside of the building. | IfcBoolean
LoadBearing | No | Indicates whether the object is intended to carry loads (TRUE) or not (FALSE). | IfcBoolean
Reference |  | Reference ID for this specified type in this project (e.g. type 'A-1') | IfcIdentifier
SurfaceSpreadOfFlame |  | Indication on how the flames spread around the surface, It is given according to the national building code that governs the fire behaviour for materials. | IfcLabel
ThermalTransmittance | 3.721881 | Thermal transmittance coefficient (U-Value) of a material. Here the total thermal transmittance coefficient through the wall (including all materials). | IfcThermalTransmittanceMeasure
Quantities
GrossFootprintArea | 1.08 m² | Area of the wall as viewed by a ground floor view, not taking any wall modifications (like recesses) into account. It is also referred to as the foot print of the wall. | IfcQuantityArea
GrossSideArea | 8.94 m² | Area of the wall as viewed by an elevation view of the middle plane of the wall.It does not take into account any wall modifications(such as openings). | IfcQuantityArea
GrossSideAreaLeft | 9.27 m² | Area of the wall as viewed by an elevation view of the left side (when viewed along the wall path orientation). It does not take into account any wall modifications (such as openings). | IfcQuantityArea
GrossSideAreaRight | 8.61 m² | Area of the wall as viewed by an elevation view of the right side (when viewed along the wall path orientation). It does not take into account any wall modifications (such as openings). | IfcQuantityArea
GrossVolume | 1.34 m³ | Volume of the wall, without taking into account the openings and the connection geometry. | IfcQuantityVolume
NetFootprintArea | 1.08 m² | Area of the wall as viewed by a ground floor view, taking all wall modifications (like recesses) into account. It is also referred to as the foot print of the wall. | IfcQuantityArea
NetSideArea | 8.94 m² | Area of the wall as viewed by an elevation view of the middle plane. It does take into account all wall modifications (such as openings). | IfcQuantityArea
NetSideAreaLeft | 9.27 m² | Area of the wall as viewed by an elevation view of the left side (when viewed along the wall path orientation). It does take into account all wall modifications (such as openings). | IfcQuantityArea
NetSideAreaRight | 8.61 m² | Area of the wall as viewed by an elevation view of the right side (when viewed along the wall path orientation). It does take into account all wall modifications (such as openings). | IfcQuantityArea
NetVolume | 1.34 m³ | Volume of the wall, after subtracting the openings and after considering the connection geometry. | IfcQuantityVolume
NominalHeight | 1240.8 mm | Total nominal height of the wall. It should only be provided, if it is constant along the wall path. | IfcQuantityLength
NominalLength | 7200 mm | Total nominal length of the wall along the wall path. | IfcQuantityLength
NominalWidth | 150 mm | Total nominal width (or thickness) of the wall measured perpendicular to the wall path. It should only be provided, if it is constant along the wall path. | IfcQuantityLength
24517 | Paredes\Interiores\Parede_Interior_Tijolo (15cm) |  | 0.15 | 0.776 | 3.546 | 2.786 | 2.6 | 2.786 | 2.6 | 0.404 | 1
Name | Value | Description | Categorize in IFC as:
ARCHline.XP Common
ArticleNumber |  | ArticleNumber | IfcLabel
Description |  | Description of the object | IfcLabel
Manufacturer |  | Manufacturer | IfcLabel
Name |  | IFC name of the object | IfcLabel
Price |  | Price | IfcLabel
Pset_WallCommon
AcousticRating |  | Acoustic rating for this object. It is giving according to the national building code. It indicates the sound transmission resistance of this object by an index ration (instead of providing full sound absorbtion values). | IfcLabel
Combustible | No | Indication whether the object is made from combustible material (TRUE) or not (FALSE). | IfcBoolean
Compartmentation | No | Indication whether the object is designed to serve as a fire compartmentation (TRUE) or not (FALSE). | IfcBoolean
ExtendToStructure | Yes | Indicates whether the object extend to the structure above (TRUE) or not (FALSE). | IfcBoolean
FireRating |  | Fire rating for this object. It is given according to the national fire safety classification. | IfcLabel
IsExternal | Yes | Indication whether the element is designed for use in the exterior (TRUE) or not (FALSE). If (TRUE) it is an external element and faces the outside of the building. | IfcBoolean
LoadBearing | No | Indicates whether the object is intended to carry loads (TRUE) or not (FALSE). | IfcBoolean
Reference |  | Reference ID for this specified type in this project (e.g. type 'A-1') | IfcIdentifier
SurfaceSpreadOfFlame |  | Indication on how the flames spread around the surface, It is given according to the national building code that governs the fire behaviour for materials. | IfcLabel
ThermalTransmittance | 3.721881 | Thermal transmittance coefficient (U-Value) of a material. Here the total thermal transmittance coefficient through the wall (including all materials). | IfcThermalTransmittanceMeasure
Quantities
GrossFootprintArea | 0.52 m² | Area of the wall as viewed by a ground floor view, not taking any wall modifications (like recesses) into account. It is also referred to as the foot print of the wall. | IfcQuantityArea
GrossSideArea | 2.69 m² | Area of the wall as viewed by an elevation view of the middle plane of the wall.It does not take into account any wall modifications(such as openings). | IfcQuantityArea
GrossSideAreaLeft | 2.79 m² | Area of the wall as viewed by an elevation view of the left side (when viewed along the wall path orientation). It does not take into account any wall modifications (such as openings). | IfcQuantityArea
GrossSideAreaRight | 2.6 m² | Area of the wall as viewed by an elevation view of the right side (when viewed along the wall path orientation). It does not take into account any wall modifications (such as openings). | IfcQuantityArea
GrossVolume | 0.404 m³ | Volume of the wall, without taking into account the openings and the connection geometry. | IfcQuantityVolume
NetFootprintArea | 0.52 m² | Area of the wall as viewed by a ground floor view, taking all wall modifications (like recesses) into account. It is also referred to as the foot print of the wall. | IfcQuantityArea
NetSideArea | 2.69 m² | Area of the wall as viewed by an elevation view of the middle plane. It does take into account all wall modifications (such as openings). | IfcQuantityArea
NetSideAreaLeft | 2.79 m² | Area of the wall as viewed by an elevation view of the left side (when viewed along the wall path orientation). It does take into account all wall modifications (such as openings). | IfcQuantityArea
NetSideAreaRight | 2.6 m² | Area of the wall as viewed by an elevation view of the right side (when viewed along the wall path orientation). It does take into account all wall modifications (such as openings). | IfcQuantityArea
NetVolume | 0.404 m³ | Volume of the wall, after subtracting the openings and after considering the connection geometry. | IfcQuantityVolume
NominalHeight | 775.5 mm | Total nominal height of the wall. It should only be provided, if it is constant along the wall path. | IfcQuantityLength
NominalLength | 3471.3 mm | Total nominal length of the wall along the wall path. | IfcQuantityLength
NominalWidth | 150 mm | Total nominal width (or thickness) of the wall measured perpendicular to the wall path. It should only be provided, if it is constant along the wall path. | IfcQuantityLength
24525 | Paredes\Interiores\Parede_Interior_Tijolo (15cm) |  | 0.15 | 2.75 | 1.3 | 3.575 | 3.163 | 3.575 | 3.163 | 0.511 | 1
Name | Value | Description | Categorize in IFC as:
ARCHline.XP Common
ArticleNumber |  | ArticleNumber | IfcLabel
Description |  | Description of the object | IfcLabel
Manufacturer |  | Manufacturer | IfcLabel
Name |  | IFC name of the object | IfcLabel
Price |  | Price | IfcLabel
Pset_WallCommon
AcousticRating |  | Acoustic rating for this object. It is giving according to the national building code. It indicates the sound transmission resistance of this object by an index ration (instead of providing full sound absorbtion values). | IfcLabel
Combustible | No | Indication whether the object is made from combustible material (TRUE) or not (FALSE). | IfcBoolean
Compartmentation | No | Indication whether the object is designed to serve as a fire compartmentation (TRUE) or not (FALSE). | IfcBoolean
ExtendToStructure | Yes | Indicates whether the object extend to the structure above (TRUE) or not (FALSE). | IfcBoolean
FireRating |  | Fire rating for this object. It is given according to the national fire safety classification. | IfcLabel
IsExternal | Yes | Indication whether the element is designed for use in the exterior (TRUE) or not (FALSE). If (TRUE) it is an external element and faces the outside of the building. | IfcBoolean
LoadBearing | No | Indicates whether the object is intended to carry loads (TRUE) or not (FALSE). | IfcBoolean
Reference |  | Reference ID for this specified type in this project (e.g. type 'A-1') | IfcIdentifier
SurfaceSpreadOfFlame |  | Indication on how the flames spread around the surface, It is given according to the national building code that governs the fire behaviour for materials. | IfcLabel
ThermalTransmittance | 3.721881 | Thermal transmittance coefficient (U-Value) of a material. Here the total thermal transmittance coefficient through the wall (including all materials). | IfcThermalTransmittanceMeasure
Quantities
GrossFootprintArea | 0.186 m² | Area of the wall as viewed by a ground floor view, not taking any wall modifications (like recesses) into account. It is also referred to as the foot print of the wall. | IfcQuantityArea
GrossSideArea | 3.37 m² | Area of the wall as viewed by an elevation view of the middle plane of the wall.It does not take into account any wall modifications(such as openings). | IfcQuantityArea
GrossSideAreaLeft | 3.58 m² | Area of the wall as viewed by an elevation view of the left side (when viewed along the wall path orientation). It does not take into account any wall modifications (such as openings). | IfcQuantityArea
GrossSideAreaRight | 3.16 m² | Area of the wall as viewed by an elevation view of the right side (when viewed along the wall path orientation). It does not take into account any wall modifications (such as openings). | IfcQuantityArea
GrossVolume | 0.505 m³ | Volume of the wall, without taking into account the openings and the connection geometry. | IfcQuantityVolume
NetFootprintArea | 0.186 m² | Area of the wall as viewed by a ground floor view, taking all wall modifications (like recesses) into account. It is also referred to as the foot print of the wall. | IfcQuantityArea
NetSideArea | 3.37 m² | Area of the wall as viewed by an elevation view of the middle plane. It does take into account all wall modifications (such as openings). | IfcQuantityArea
NetSideAreaLeft | 3.58 m² | Area of the wall as viewed by an elevation view of the left side (when viewed along the wall path orientation). It does take into account all wall modifications (such as openings). | IfcQuantityArea
NetSideAreaRight | 3.16 m² | Area of the wall as viewed by an elevation view of the right side (when viewed along the wall path orientation). It does take into account all wall modifications (such as openings). | IfcQuantityArea
NetVolume | 0.511 m³ | Volume of the wall, after subtracting the openings and after considering the connection geometry. | IfcQuantityVolume
NominalHeight | 2750 mm | Total nominal height of the wall. It should only be provided, if it is constant along the wall path. | IfcQuantityLength
NominalLength | 1225 mm | Total nominal length of the wall along the wall path. | IfcQuantityLength
NominalWidth | 150 mm | Total nominal width (or thickness) of the wall measured perpendicular to the wall path. It should only be provided, if it is constant along the wall path. | IfcQuantityLength
24581 | Paredes\Interiores\Parede_Interior_Tijolo (15cm) |  | 0.15 | 2.75 | 0.4 | 1.1 | 0.688 | 1.1 | 0.688 | 0.158 | 1
Name | Value | Description | Categorize in IFC as:
ARCHline.XP Common
ArticleNumber |  | ArticleNumber | IfcLabel
Description |  | Description of the object | IfcLabel
Manufacturer |  | Manufacturer | IfcLabel
Name |  | IFC name of the object | IfcLabel
Price |  | Price | IfcLabel
Pset_WallCommon
AcousticRating |  | Acoustic rating for this object. It is giving according to the national building code. It indicates the sound transmission resistance of this object by an index ration (instead of providing full sound absorbtion values). | IfcLabel
Combustible | No | Indication whether the object is made from combustible material (TRUE) or not (FALSE). | IfcBoolean
Compartmentation | No | Indication whether the object is designed to serve as a fire compartmentation (TRUE) or not (FALSE). | IfcBoolean
ExtendToStructure | Yes | Indicates whether the object extend to the structure above (TRUE) or not (FALSE). | IfcBoolean
FireRating |  | Fire rating for this object. It is given according to the national fire safety classification. | IfcLabel
IsExternal | Yes | Indication whether the element is designed for use in the exterior (TRUE) or not (FALSE). If (TRUE) it is an external element and faces the outside of the building. | IfcBoolean
LoadBearing | No | Indicates whether the object is intended to carry loads (TRUE) or not (FALSE). | IfcBoolean
Reference |  | Reference ID for this specified type in this project (e.g. type 'A-1') | IfcIdentifier
SurfaceSpreadOfFlame |  | Indication on how the flames spread around the surface, It is given according to the national building code that governs the fire behaviour for materials. | IfcLabel
ThermalTransmittance | 3.721881 | Thermal transmittance coefficient (U-Value) of a material. Here the total thermal transmittance coefficient through the wall (including all materials). | IfcThermalTransmittanceMeasure
Quantities
GrossFootprintArea | 0.058 m² | Area of the wall as viewed by a ground floor view, not taking any wall modifications (like recesses) into account. It is also referred to as the foot print of the wall. | IfcQuantityArea
GrossSideArea | 0.894 m² | Area of the wall as viewed by an elevation view of the middle plane of the wall.It does not take into account any wall modifications(such as openings). | IfcQuantityArea
GrossSideAreaLeft | 1.1 m² | Area of the wall as viewed by an elevation view of the left side (when viewed along the wall path orientation). It does not take into account any wall modifications (such as openings). | IfcQuantityArea
GrossSideAreaRight | 0.688 m² | Area of the wall as viewed by an elevation view of the right side (when viewed along the wall path orientation). It does not take into account any wall modifications (such as openings). | IfcQuantityArea
GrossVolume | 0.134 m³ | Volume of the wall, without taking into account the openings and the connection geometry. | IfcQuantityVolume
NetFootprintArea | 0.058 m² | Area of the wall as viewed by a ground floor view, taking all wall modifications (like recesses) into account. It is also referred to as the foot print of the wall. | IfcQuantityArea
NetSideArea | 0.894 m² | Area of the wall as viewed by an elevation view of the middle plane. It does take into account all wall modifications (such as openings). | IfcQuantityArea
NetSideAreaLeft | 1.1 m² | Area of the wall as viewed by an elevation view of the left side (when viewed along the wall path orientation). It does take into account all wall modifications (such as openings). | IfcQuantityArea
NetSideAreaRight | 0.688 m² | Area of the wall as viewed by an elevation view of the right side (when viewed along the wall path orientation). It does take into account all wall modifications (such as openings). | IfcQuantityArea
NetVolume | 0.158 m³ | Volume of the wall, after subtracting the openings and after considering the connection geometry. | IfcQuantityVolume
NominalHeight | 2750 mm | Total nominal height of the wall. It should only be provided, if it is constant along the wall path. | IfcQuantityLength
NominalLength | 325 mm | Total nominal length of the wall along the wall path. | IfcQuantityLength
NominalWidth | 150 mm | Total nominal width (or thickness) of the wall measured perpendicular to the wall path. It should only be provided, if it is constant along the wall path. | IfcQuantityLength
24585 | Paredes\Interiores\Parede_Interior_Tijolo (15cm) |  | 0.15 | 2.75 | 0.55 | 1.458 | 0.687 | 1.458 | 0.687 | 0.115 | 1
Name | Value | Description | Categorize in IFC as:
ARCHline.XP Common
ArticleNumber |  | ArticleNumber | IfcLabel
Description |  | Description of the object | IfcLabel
Manufacturer |  | Manufacturer | IfcLabel
Name |  | IFC name of the object | IfcLabel
Price |  | Price | IfcLabel
Pset_WallCommon
AcousticRating |  | Acoustic rating for this object. It is giving according to the national building code. It indicates the sound transmission resistance of this object by an index ration (instead of providing full sound absorbtion values). | IfcLabel
Combustible | No | Indication whether the object is made from combustible material (TRUE) or not (FALSE). | IfcBoolean
Compartmentation | No | Indication whether the object is designed to serve as a fire compartmentation (TRUE) or not (FALSE). | IfcBoolean
ExtendToStructure | Yes | Indicates whether the object extend to the structure above (TRUE) or not (FALSE). | IfcBoolean
FireRating |  | Fire rating for this object. It is given according to the national fire safety classification. | IfcLabel
IsExternal | Yes | Indication whether the element is designed for use in the exterior (TRUE) or not (FALSE). If (TRUE) it is an external element and faces the outside of the building. | IfcBoolean
LoadBearing | No | Indicates whether the object is intended to carry loads (TRUE) or not (FALSE). | IfcBoolean
Reference |  | Reference ID for this specified type in this project (e.g. type 'A-1') | IfcIdentifier
SurfaceSpreadOfFlame |  | Indication on how the flames spread around the surface, It is given according to the national building code that governs the fire behaviour for materials. | IfcLabel
ThermalTransmittance | 3.721881 | Thermal transmittance coefficient (U-Value) of a material. Here the total thermal transmittance coefficient through the wall (including all materials). | IfcThermalTransmittanceMeasure
Quantities
GrossFootprintArea | 0.042 m² | Area of the wall as viewed by a ground floor view, not taking any wall modifications (like recesses) into account. It is also referred to as the foot print of the wall. | IfcQuantityArea
GrossSideArea | 1.07 m² | Area of the wall as viewed by an elevation view of the middle plane of the wall.It does not take into account any wall modifications(such as openings). | IfcQuantityArea
GrossSideAreaLeft | 1.46 m² | Area of the wall as viewed by an elevation view of the left side (when viewed along the wall path orientation). It does not take into account any wall modifications (such as openings). | IfcQuantityArea
GrossSideAreaRight | 0.688 m² | Area of the wall as viewed by an elevation view of the right side (when viewed along the wall path orientation). It does not take into account any wall modifications (such as openings). | IfcQuantityArea
GrossVolume | 0.161 m³ | Volume of the wall, without taking into account the openings and the connection geometry. | IfcQuantityVolume
NetFootprintArea | 0.042 m² | Area of the wall as viewed by a ground floor view, taking all wall modifications (like recesses) into account. It is also referred to as the foot print of the wall. | IfcQuantityArea
NetSideArea | 1.07 m² | Area of the wall as viewed by an elevation view of the middle plane. It does take into account all wall modifications (such as openings). | IfcQuantityArea
NetSideAreaLeft | 1.46 m² | Area of the wall as viewed by an elevation view of the left side (when viewed along the wall path orientation). It does take into account all wall modifications (such as openings). | IfcQuantityArea
NetSideAreaRight | 0.688 m² | Area of the wall as viewed by an elevation view of the right side (when viewed along the wall path orientation). It does take into account all wall modifications (such as openings). | IfcQuantityArea
NetVolume | 0.115 m³ | Volume of the wall, after subtracting the openings and after considering the connection geometry. | IfcQuantityVolume
NominalHeight | 2750 mm | Total nominal height of the wall. It should only be provided, if it is constant along the wall path. | IfcQuantityLength
NominalLength | 390 mm | Total nominal length of the wall along the wall path. | IfcQuantityLength
NominalWidth | 150 mm | Total nominal width (or thickness) of the wall measured perpendicular to the wall path. It should only be provided, if it is constant along the wall path. | IfcQuantityLength
24592 | Paredes\Interiores\Parede_Interior_Tijolo (15cm) |  | 0.15 | 2.75 | 0.4 | 1.1 | 0.687 | 1.1 | 0.687 | 0.158 | 1
Name | Value | Description | Categorize in IFC as:
ARCHline.XP Common
ArticleNumber |  | ArticleNumber | IfcLabel
Description |  | Description of the object | IfcLabel
Manufacturer |  | Manufacturer | IfcLabel
Name |  | IFC name of the object | IfcLabel
Price |  | Price | IfcLabel
Pset_WallCommon
AcousticRating |  | Acoustic rating for this object. It is giving according to the national building code. It indicates the sound transmission resistance of this object by an index ration (instead of providing full sound absorbtion values). | IfcLabel
Combustible | No | Indication whether the object is made from combustible material (TRUE) or not (FALSE). | IfcBoolean
Compartmentation | No | Indication whether the object is designed to serve as a fire compartmentation (TRUE) or not (FALSE). | IfcBoolean
ExtendToStructure | Yes | Indicates whether the object extend to the structure above (TRUE) or not (FALSE). | IfcBoolean
FireRating |  | Fire rating for this object. It is given according to the national fire safety classification. | IfcLabel
IsExternal | Yes | Indication whether the element is designed for use in the exterior (TRUE) or not (FALSE). If (TRUE) it is an external element and faces the outside of the building. | IfcBoolean
LoadBearing | No | Indicates whether the object is intended to carry loads (TRUE) or not (FALSE). | IfcBoolean
Reference |  | Reference ID for this specified type in this project (e.g. type 'A-1') | IfcIdentifier
SurfaceSpreadOfFlame |  | Indication on how the flames spread around the surface, It is given according to the national building code that governs the fire behaviour for materials. | IfcLabel
ThermalTransmittance | 3.721881 | Thermal transmittance coefficient (U-Value) of a material. Here the total thermal transmittance coefficient through the wall (including all materials). | IfcThermalTransmittanceMeasure
Quantities
GrossFootprintArea | 0.058 m² | Area of the wall as viewed by a ground floor view, not taking any wall modifications (like recesses) into account. It is also referred to as the foot print of the wall. | IfcQuantityArea
GrossSideArea | 0.894 m² | Area of the wall as viewed by an elevation view of the middle plane of the wall.It does not take into account any wall modifications(such as openings). | IfcQuantityArea
GrossSideAreaLeft | 1.1 m² | Area of the wall as viewed by an elevation view of the left side (when viewed along the wall path orientation). It does not take into account any wall modifications (such as openings). | IfcQuantityArea
GrossSideAreaRight | 0.688 m² | Area of the wall as viewed by an elevation view of the right side (when viewed along the wall path orientation). It does not take into account any wall modifications (such as openings). | IfcQuantityArea
GrossVolume | 0.134 m³ | Volume of the wall, without taking into account the openings and the connection geometry. | IfcQuantityVolume
NetFootprintArea | 0.058 m² | Area of the wall as viewed by a ground floor view, taking all wall modifications (like recesses) into account. It is also referred to as the foot print of the wall. | IfcQuantityArea
NetSideArea | 0.894 m² | Area of the wall as viewed by an elevation view of the middle plane. It does take into account all wall modifications (such as openings). | IfcQuantityArea
NetSideAreaLeft | 1.1 m² | Area of the wall as viewed by an elevation view of the left side (when viewed along the wall path orientation). It does take into account all wall modifications (such as openings). | IfcQuantityArea
NetSideAreaRight | 0.688 m² | Area of the wall as viewed by an elevation view of the right side (when viewed along the wall path orientation). It does take into account all wall modifications (such as openings). | IfcQuantityArea
NetVolume | 0.158 m³ | Volume of the wall, after subtracting the openings and after considering the connection geometry. | IfcQuantityVolume
NominalHeight | 2750 mm | Total nominal height of the wall. It should only be provided, if it is constant along the wall path. | IfcQuantityLength
NominalLength | 325 mm | Total nominal length of the wall along the wall path. | IfcQuantityLength
NominalWidth | 150 mm | Total nominal width (or thickness) of the wall measured perpendicular to the wall path. It should only be provided, if it is constant along the wall path. | IfcQuantityLength
24601 | Paredes\Interiores\Parede_Interior_Tijolo (15cm) |  | 0.15 | 2.75 | 0.55 | 1.512 | 0.688 | 1.512 | 0.688 | 0.165 | 1
Name | Value | Description | Categorize in IFC as:
ARCHline.XP Common
ArticleNumber |  | ArticleNumber | IfcLabel
Description |  | Description of the object | IfcLabel
Manufacturer |  | Manufacturer | IfcLabel
Name |  | IFC name of the object | IfcLabel
Price |  | Price | IfcLabel
Pset_WallCommon
AcousticRating |  | Acoustic rating for this object. It is giving according to the national building code. It indicates the sound transmission resistance of this object by an index ration (instead of providing full sound absorbtion values). | IfcLabel
Combustible | No | Indication whether the object is made from combustible material (TRUE) or not (FALSE). | IfcBoolean
Compartmentation | No | Indication whether the object is designed to serve as a fire compartmentation (TRUE) or not (FALSE). | IfcBoolean
ExtendToStructure | Yes | Indicates whether the object extend to the structure above (TRUE) or not (FALSE). | IfcBoolean
FireRating |  | Fire rating for this object. It is given according to the national fire safety classification. | IfcLabel
IsExternal | Yes | Indication whether the element is designed for use in the exterior (TRUE) or not (FALSE). If (TRUE) it is an external element and faces the outside of the building. | IfcBoolean
LoadBearing | No | Indicates whether the object is intended to carry loads (TRUE) or not (FALSE). | IfcBoolean
Reference |  | Reference ID for this specified type in this project (e.g. type 'A-1') | IfcIdentifier
SurfaceSpreadOfFlame |  | Indication on how the flames spread around the surface, It is given according to the national building code that governs the fire behaviour for materials. | IfcLabel
ThermalTransmittance | 3.721881 | Thermal transmittance coefficient (U-Value) of a material. Here the total thermal transmittance coefficient through the wall (including all materials). | IfcThermalTransmittanceMeasure
Quantities
GrossFootprintArea | 0.06 m² | Area of the wall as viewed by a ground floor view, not taking any wall modifications (like recesses) into account. It is also referred to as the foot print of the wall. | IfcQuantityArea
GrossSideArea | 1.1 m² | Area of the wall as viewed by an elevation view of the middle plane of the wall.It does not take into account any wall modifications(such as openings). | IfcQuantityArea
GrossSideAreaLeft | 1.51 m² | Area of the wall as viewed by an elevation view of the left side (when viewed along the wall path orientation). It does not take into account any wall modifications (such as openings). | IfcQuantityArea
GrossSideAreaRight | 0.688 m² | Area of the wall as viewed by an elevation view of the right side (when viewed along the wall path orientation). It does not take into account any wall modifications (such as openings). | IfcQuantityArea
GrossVolume | 0.165 m³ | Volume of the wall, without taking into account the openings and the connection geometry. | IfcQuantityVolume
NetFootprintArea | 0.06 m² | Area of the wall as viewed by a ground floor view, taking all wall modifications (like recesses) into account. It is also referred to as the foot print of the wall. | IfcQuantityArea
NetSideArea | 1.1 m² | Area of the wall as viewed by an elevation view of the middle plane. It does take into account all wall modifications (such as openings). | IfcQuantityArea
NetSideAreaLeft | 1.51 m² | Area of the wall as viewed by an elevation view of the left side (when viewed along the wall path orientation). It does take into account all wall modifications (such as openings). | IfcQuantityArea
NetSideAreaRight | 0.688 m² | Area of the wall as viewed by an elevation view of the right side (when viewed along the wall path orientation). It does take into account all wall modifications (such as openings). | IfcQuantityArea
NetVolume | 0.165 m³ | Volume of the wall, after subtracting the openings and after considering the connection geometry. | IfcQuantityVolume
NominalHeight | 2750 mm | Total nominal height of the wall. It should only be provided, if it is constant along the wall path. | IfcQuantityLength
NominalLength | 400 mm | Total nominal length of the wall along the wall path. | IfcQuantityLength
NominalWidth | 150 mm | Total nominal width (or thickness) of the wall measured perpendicular to the wall path. It should only be provided, if it is constant along the wall path. | IfcQuantityLength
24610 | Paredes\Interiores\Parede_Interior_Tijolo (15cm) |  | 0.15 | 2.75 | 0.4 | 1.1 | 0.687 | 1.1 | 0.687 | 0.112 | 1
Name | Value | Description | Categorize in IFC as:
ARCHline.XP Common
ArticleNumber |  | ArticleNumber | IfcLabel
Description |  | Description of the object | IfcLabel
Manufacturer |  | Manufacturer | IfcLabel
Name |  | IFC name of the object | IfcLabel
Price |  | Price | IfcLabel
Pset_WallCommon
AcousticRating |  | Acoustic rating for this object. It is giving according to the national building code. It indicates the sound transmission resistance of this object by an index ration (instead of providing full sound absorbtion values). | IfcLabel
Combustible | No | Indication whether the object is made from combustible material (TRUE) or not (FALSE). | IfcBoolean
Compartmentation | No | Indication whether the object is designed to serve as a fire compartmentation (TRUE) or not (FALSE). | IfcBoolean
ExtendToStructure | Yes | Indicates whether the object extend to the structure above (TRUE) or not (FALSE). | IfcBoolean
FireRating |  | Fire rating for this object. It is given according to the national fire safety classification. | IfcLabel
IsExternal | Yes | Indication whether the element is designed for use in the exterior (TRUE) or not (FALSE). If (TRUE) it is an external element and faces the outside of the building. | IfcBoolean
LoadBearing | No | Indicates whether the object is intended to carry loads (TRUE) or not (FALSE). | IfcBoolean
Reference |  | Reference ID for this specified type in this project (e.g. type 'A-1') | IfcIdentifier
SurfaceSpreadOfFlame |  | Indication on how the flames spread around the surface, It is given according to the national building code that governs the fire behaviour for materials. | IfcLabel
ThermalTransmittance | 3.721881 | Thermal transmittance coefficient (U-Value) of a material. Here the total thermal transmittance coefficient through the wall (including all materials). | IfcThermalTransmittanceMeasure
Quantities
GrossFootprintArea | 0.041 m² | Area of the wall as viewed by a ground floor view, not taking any wall modifications (like recesses) into account. It is also referred to as the foot print of the wall. | IfcQuantityArea
GrossSideArea | 0.894 m² | Area of the wall as viewed by an elevation view of the middle plane of the wall.It does not take into account any wall modifications(such as openings). | IfcQuantityArea
GrossSideAreaLeft | 1.1 m² | Area of the wall as viewed by an elevation view of the left side (when viewed along the wall path orientation). It does not take into account any wall modifications (such as openings). | IfcQuantityArea
GrossSideAreaRight | 0.688 m² | Area of the wall as viewed by an elevation view of the right side (when viewed along the wall path orientation). It does not take into account any wall modifications (such as openings). | IfcQuantityArea
GrossVolume | 0.134 m³ | Volume of the wall, without taking into account the openings and the connection geometry. | IfcQuantityVolume
NetFootprintArea | 0.041 m² | Area of the wall as viewed by a ground floor view, taking all wall modifications (like recesses) into account. It is also referred to as the foot print of the wall. | IfcQuantityArea
NetSideArea | 0.894 m² | Area of the wall as viewed by an elevation view of the middle plane. It does take into account all wall modifications (such as openings). | IfcQuantityArea
NetSideAreaLeft | 1.1 m² | Area of the wall as viewed by an elevation view of the left side (when viewed along the wall path orientation). It does take into account all wall modifications (such as openings). | IfcQuantityArea
NetSideAreaRight | 0.688 m² | Area of the wall as viewed by an elevation view of the right side (when viewed along the wall path orientation). It does take into account all wall modifications (such as openings). | IfcQuantityArea
NetVolume | 0.112 m³ | Volume of the wall, after subtracting the openings and after considering the connection geometry. | IfcQuantityVolume
NominalHeight | 2750 mm | Total nominal height of the wall. It should only be provided, if it is constant along the wall path. | IfcQuantityLength
NominalLength | 325 mm | Total nominal length of the wall along the wall path. | IfcQuantityLength
NominalWidth | 150 mm | Total nominal width (or thickness) of the wall measured perpendicular to the wall path. It should only be provided, if it is constant along the wall path. | IfcQuantityLength
24677 | Paredes\Interiores\Parede_Interior_Tijolo (15cm) |  | 0.15 | 2.75 | 0.55 | 1.512 | 0.688 | 1.512 | 0.688 | 0.175 | 1
Name | Value | Description | Categorize in IFC as:
ARCHline.XP Common
ArticleNumber |  | ArticleNumber | IfcLabel
Description |  | Description of the object | IfcLabel
Manufacturer |  | Manufacturer | IfcLabel
Name |  | IFC name of the object | IfcLabel
Price |  | Price | IfcLabel
Pset_WallCommon
AcousticRating |  | Acoustic rating for this object. It is giving according to the national building code. It indicates the sound transmission resistance of this object by an index ration (instead of providing full sound absorbtion values). | IfcLabel
Combustible | No | Indication whether the object is made from combustible material (TRUE) or not (FALSE). | IfcBoolean
Compartmentation | No | Indication whether the object is designed to serve as a fire compartmentation (TRUE) or not (FALSE). | IfcBoolean
ExtendToStructure | Yes | Indicates whether the object extend to the structure above (TRUE) or not (FALSE). | IfcBoolean
FireRating |  | Fire rating for this object. It is given according to the national fire safety classification. | IfcLabel
IsExternal | Yes | Indication whether the element is designed for use in the exterior (TRUE) or not (FALSE). If (TRUE) it is an external element and faces the outside of the building. | IfcBoolean
LoadBearing | No | Indicates whether the object is intended to carry loads (TRUE) or not (FALSE). | IfcBoolean
Reference |  | Reference ID for this specified type in this project (e.g. type 'A-1') | IfcIdentifier
SurfaceSpreadOfFlame |  | Indication on how the flames spread around the surface, It is given according to the national building code that governs the fire behaviour for materials. | IfcLabel
ThermalTransmittance | 3.721881 | Thermal transmittance coefficient (U-Value) of a material. Here the total thermal transmittance coefficient through the wall (including all materials). | IfcThermalTransmittanceMeasure
Quantities
GrossFootprintArea | 0.064 m² | Area of the wall as viewed by a ground floor view, not taking any wall modifications (like recesses) into account. It is also referred to as the foot print of the wall. | IfcQuantityArea
GrossSideArea | 1.1 m² | Area of the wall as viewed by an elevation view of the middle plane of the wall.It does not take into account any wall modifications(such as openings). | IfcQuantityArea
GrossSideAreaLeft | 1.51 m² | Area of the wall as viewed by an elevation view of the left side (when viewed along the wall path orientation). It does not take into account any wall modifications (such as openings). | IfcQuantityArea
GrossSideAreaRight | 0.688 m² | Area of the wall as viewed by an elevation view of the right side (when viewed along the wall path orientation). It does not take into account any wall modifications (such as openings). | IfcQuantityArea
GrossVolume | 0.165 m³ | Volume of the wall, without taking into account the openings and the connection geometry. | IfcQuantityVolume
NetFootprintArea | 0.064 m² | Area of the wall as viewed by a ground floor view, taking all wall modifications (like recesses) into account. It is also referred to as the foot print of the wall. | IfcQuantityArea
NetSideArea | 1.1 m² | Area of the wall as viewed by an elevation view of the middle plane. It does take into account all wall modifications (such as openings). | IfcQuantityArea
NetSideAreaLeft | 1.51 m² | Area of the wall as viewed by an elevation view of the left side (when viewed along the wall path orientation). It does take into account all wall modifications (such as openings). | IfcQuantityArea
NetSideAreaRight | 0.688 m² | Area of the wall as viewed by an elevation view of the right side (when viewed along the wall path orientation). It does take into account all wall modifications (such as openings). | IfcQuantityArea
NetVolume | 0.175 m³ | Volume of the wall, after subtracting the openings and after considering the connection geometry. | IfcQuantityVolume
NominalHeight | 2750 mm | Total nominal height of the wall. It should only be provided, if it is constant along the wall path. | IfcQuantityLength
NominalLength | 400 mm | Total nominal length of the wall along the wall path. | IfcQuantityLength
NominalWidth | 150 mm | Total nominal width (or thickness) of the wall measured perpendicular to the wall path. It should only be provided, if it is constant along the wall path. | IfcQuantityLength
27789 | Paredes\Interiores\Parede_Interior_Tijolo (15cm) |  | 0.15 | 2.75 | 0.4 | 1.1 | 0.687 | 1.1 | 0.687 | 0.112 | 1
Name | Value | Description | Categorize in IFC as:
ARCHline.XP Common
ArticleNumber |  | ArticleNumber | IfcLabel
Description |  | Description of the object | IfcLabel
Manufacturer |  | Manufacturer | IfcLabel
Name |  | IFC name of the object | IfcLabel
Price |  | Price | IfcLabel
Pset_WallCommon
AcousticRating |  | Acoustic rating for this object. It is giving according to the national building code. It indicates the sound transmission resistance of this object by an index ration (instead of providing full sound absorbtion values). | IfcLabel
Combustible | No | Indication whether the object is made from combustible material (TRUE) or not (FALSE). | IfcBoolean
Compartmentation | No | Indication whether the object is designed to serve as a fire compartmentation (TRUE) or not (FALSE). | IfcBoolean
ExtendToStructure | Yes | Indicates whether the object extend to the structure above (TRUE) or not (FALSE). | IfcBoolean
FireRating |  | Fire rating for this object. It is given according to the national fire safety classification. | IfcLabel
IsExternal | Yes | Indication whether the element is designed for use in the exterior (TRUE) or not (FALSE). If (TRUE) it is an external element and faces the outside of the building. | IfcBoolean
LoadBearing | No | Indicates whether the object is intended to carry loads (TRUE) or not (FALSE). | IfcBoolean
Reference |  | Reference ID for this specified type in this project (e.g. type 'A-1') | IfcIdentifier
SurfaceSpreadOfFlame |  | Indication on how the flames spread around the surface, It is given according to the national building code that governs the fire behaviour for materials. | IfcLabel
ThermalTransmittance | 3.721881 | Thermal transmittance coefficient (U-Value) of a material. Here the total thermal transmittance coefficient through the wall (including all materials). | IfcThermalTransmittanceMeasure
Quantities
GrossFootprintArea | 0.041 m² | Area of the wall as viewed by a ground floor view, not taking any wall modifications (like recesses) into account. It is also referred to as the foot print of the wall. | IfcQuantityArea
GrossSideArea | 0.894 m² | Area of the wall as viewed by an elevation view of the middle plane of the wall.It does not take into account any wall modifications(such as openings). | IfcQuantityArea
GrossSideAreaLeft | 1.1 m² | Area of the wall as viewed by an elevation view of the left side (when viewed along the wall path orientation). It does not take into account any wall modifications (such as openings). | IfcQuantityArea
GrossSideAreaRight | 0.688 m² | Area of the wall as viewed by an elevation view of the right side (when viewed along the wall path orientation). It does not take into account any wall modifications (such as openings). | IfcQuantityArea
GrossVolume | 0.134 m³ | Volume of the wall, without taking into account the openings and the connection geometry. | IfcQuantityVolume
NetFootprintArea | 0.041 m² | Area of the wall as viewed by a ground floor view, taking all wall modifications (like recesses) into account. It is also referred to as the foot print of the wall. | IfcQuantityArea
NetSideArea | 0.894 m² | Area of the wall as viewed by an elevation view of the middle plane. It does take into account all wall modifications (such as openings). | IfcQuantityArea
NetSideAreaLeft | 1.1 m² | Area of the wall as viewed by an elevation view of the left side (when viewed along the wall path orientation). It does take into account all wall modifications (such as openings). | IfcQuantityArea
NetSideAreaRight | 0.688 m² | Area of the wall as viewed by an elevation view of the right side (when viewed along the wall path orientation). It does take into account all wall modifications (such as openings). | IfcQuantityArea
NetVolume | 0.112 m³ | Volume of the wall, after subtracting the openings and after considering the connection geometry. | IfcQuantityVolume
NominalHeight | 2750 mm | Total nominal height of the wall. It should only be provided, if it is constant along the wall path. | IfcQuantityLength
NominalLength | 325 mm | Total nominal length of the wall along the wall path. | IfcQuantityLength
NominalWidth | 150 mm | Total nominal width (or thickness) of the wall measured perpendicular to the wall path. It should only be provided, if it is constant along the wall path. | IfcQuantityLength
28012 | Paredes\Interiores\Parede_Interior_Tijolo (15cm) |  | 0.15 | 2.75 | 0.55 | 1.513 | 0.687 | 1.513 | 0.687 | 0.205 | 1
Name | Value | Description | Categorize in IFC as:
ARCHline.XP Common
ArticleNumber |  | ArticleNumber | IfcLabel
Description |  | Description of the object | IfcLabel
Manufacturer |  | Manufacturer | IfcLabel
Name |  | IFC name of the object | IfcLabel
Price |  | Price | IfcLabel
Pset_WallCommon
AcousticRating |  | Acoustic rating for this object. It is giving according to the national building code. It indicates the sound transmission resistance of this object by an index ration (instead of providing full sound absorbtion values). | IfcLabel
Combustible | No | Indication whether the object is made from combustible material (TRUE) or not (FALSE). | IfcBoolean
Compartmentation | No | Indication whether the object is designed to serve as a fire compartmentation (TRUE) or not (FALSE). | IfcBoolean
ExtendToStructure | Yes | Indicates whether the object extend to the structure above (TRUE) or not (FALSE). | IfcBoolean
FireRating |  | Fire rating for this object. It is given according to the national fire safety classification. | IfcLabel
IsExternal | Yes | Indication whether the element is designed for use in the exterior (TRUE) or not (FALSE). If (TRUE) it is an external element and faces the outside of the building. | IfcBoolean
LoadBearing | No | Indicates whether the object is intended to carry loads (TRUE) or not (FALSE). | IfcBoolean
Reference |  | Reference ID for this specified type in this project (e.g. type 'A-1') | IfcIdentifier
SurfaceSpreadOfFlame |  | Indication on how the flames spread around the surface, It is given according to the national building code that governs the fire behaviour for materials. | IfcLabel
ThermalTransmittance | 3.721881 | Thermal transmittance coefficient (U-Value) of a material. Here the total thermal transmittance coefficient through the wall (including all materials). | IfcThermalTransmittanceMeasure
Quantities
GrossFootprintArea | 0.075 m² | Area of the wall as viewed by a ground floor view, not taking any wall modifications (like recesses) into account. It is also referred to as the foot print of the wall. | IfcQuantityArea
GrossSideArea | 1.1 m² | Area of the wall as viewed by an elevation view of the middle plane of the wall.It does not take into account any wall modifications(such as openings). | IfcQuantityArea
GrossSideAreaLeft | 1.51 m² | Area of the wall as viewed by an elevation view of the left side (when viewed along the wall path orientation). It does not take into account any wall modifications (such as openings). | IfcQuantityArea
GrossSideAreaRight | 0.688 m² | Area of the wall as viewed by an elevation view of the right side (when viewed along the wall path orientation). It does not take into account any wall modifications (such as openings). | IfcQuantityArea
GrossVolume | 0.165 m³ | Volume of the wall, without taking into account the openings and the connection geometry. | IfcQuantityVolume
NetFootprintArea | 0.075 m² | Area of the wall as viewed by a ground floor view, taking all wall modifications (like recesses) into account. It is also referred to as the foot print of the wall. | IfcQuantityArea
NetSideArea | 1.1 m² | Area of the wall as viewed by an elevation view of the middle plane. It does take into account all wall modifications (such as openings). | IfcQuantityArea
NetSideAreaLeft | 1.51 m² | Area of the wall as viewed by an elevation view of the left side (when viewed along the wall path orientation). It does take into account all wall modifications (such as openings). | IfcQuantityArea
NetSideAreaRight | 0.688 m² | Area of the wall as viewed by an elevation view of the right side (when viewed along the wall path orientation). It does take into account all wall modifications (such as openings). | IfcQuantityArea
NetVolume | 0.205 m³ | Volume of the wall, after subtracting the openings and after considering the connection geometry. | IfcQuantityVolume
NominalHeight | 2750 mm | Total nominal height of the wall. It should only be provided, if it is constant along the wall path. | IfcQuantityLength
NominalLength | 400 mm | Total nominal length of the wall along the wall path. | IfcQuantityLength
NominalWidth | 150 mm | Total nominal width (or thickness) of the wall measured perpendicular to the wall path. It should only be provided, if it is constant along the wall path. | IfcQuantityLength
28030 | Paredes\Interiores\Parede_Interior_Tijolo (15cm) |  | 0.15 | 2.75 | 0.55 | 1.512 | 0.688 | 1.512 | 0.688 | 0.165 | 1
Name | Value | Description | Categorize in IFC as:
ARCHline.XP Common
ArticleNumber |  | ArticleNumber | IfcLabel
Description |  | Description of the object | IfcLabel
Manufacturer |  | Manufacturer | IfcLabel
Name |  | IFC name of the object | IfcLabel
Price |  | Price | IfcLabel
Pset_WallCommon
AcousticRating |  | Acoustic rating for this object. It is giving according to the national building code. It indicates the sound transmission resistance of this object by an index ration (instead of providing full sound absorbtion values). | IfcLabel
Combustible | No | Indication whether the object is made from combustible material (TRUE) or not (FALSE). | IfcBoolean
Compartmentation | No | Indication whether the object is designed to serve as a fire compartmentation (TRUE) or not (FALSE). | IfcBoolean
ExtendToStructure | Yes | Indicates whether the object extend to the structure above (TRUE) or not (FALSE). | IfcBoolean
FireRating |  | Fire rating for this object. It is given according to the national fire safety classification. | IfcLabel
IsExternal | Yes | Indication whether the element is designed for use in the exterior (TRUE) or not (FALSE). If (TRUE) it is an external element and faces the outside of the building. | IfcBoolean
LoadBearing | No | Indicates whether the object is intended to carry loads (TRUE) or not (FALSE). | IfcBoolean
Reference |  | Reference ID for this specified type in this project (e.g. type 'A-1') | IfcIdentifier
SurfaceSpreadOfFlame |  | Indication on how the flames spread around the surface, It is given according to the national building code that governs the fire behaviour for materials. | IfcLabel
ThermalTransmittance | 3.721881 | Thermal transmittance coefficient (U-Value) of a material. Here the total thermal transmittance coefficient through the wall (including all materials). | IfcThermalTransmittanceMeasure
Quantities
GrossFootprintArea | 0.06 m² | Area of the wall as viewed by a ground floor view, not taking any wall modifications (like recesses) into account. It is also referred to as the foot print of the wall. | IfcQuantityArea
GrossSideArea | 1.1 m² | Area of the wall as viewed by an elevation view of the middle plane of the wall.It does not take into account any wall modifications(such as openings). | IfcQuantityArea
GrossSideAreaLeft | 1.51 m² | Area of the wall as viewed by an elevation view of the left side (when viewed along the wall path orientation). It does not take into account any wall modifications (such as openings). | IfcQuantityArea
GrossSideAreaRight | 0.688 m² | Area of the wall as viewed by an elevation view of the right side (when viewed along the wall path orientation). It does not take into account any wall modifications (such as openings). | IfcQuantityArea
GrossVolume | 0.165 m³ | Volume of the wall, without taking into account the openings and the connection geometry. | IfcQuantityVolume
NetFootprintArea | 0.06 m² | Area of the wall as viewed by a ground floor view, taking all wall modifications (like recesses) into account. It is also referred to as the foot print of the wall. | IfcQuantityArea
NetSideArea | 1.1 m² | Area of the wall as viewed by an elevation view of the middle plane. It does take into account all wall modifications (such as openings). | IfcQuantityArea
NetSideAreaLeft | 1.51 m² | Area of the wall as viewed by an elevation view of the left side (when viewed along the wall path orientation). It does take into account all wall modifications (such as openings). | IfcQuantityArea
NetSideAreaRight | 0.688 m² | Area of the wall as viewed by an elevation view of the right side (when viewed along the wall path orientation). It does take into account all wall modifications (such as openings). | IfcQuantityArea
NetVolume | 0.165 m³ | Volume of the wall, after subtracting the openings and after considering the connection geometry. | IfcQuantityVolume
NominalHeight | 2750 mm | Total nominal height of the wall. It should only be provided, if it is constant along the wall path. | IfcQuantityLength
NominalLength | 400 mm | Total nominal length of the wall along the wall path. | IfcQuantityLength
NominalWidth | 150 mm | Total nominal width (or thickness) of the wall measured perpendicular to the wall path. It should only be provided, if it is constant along the wall path. | IfcQuantityLength
21790 |  |  | 0.35 | 2.75 | 8.3 | 22.825 | 22 | 12.265 | 11.44 | 4.361 | 1
Name | Value | Description | Categorize in IFC as:
ARCHline.XP Common
ArticleNumber |  | ArticleNumber | IfcLabel
Description |  | Description of the object | IfcLabel
Manufacturer |  | Manufacturer | IfcLabel
Name |  | IFC name of the object | IfcLabel
Price |  | Price | IfcLabel
Pset_WallCommon
AcousticRating |  | Acoustic rating for this object. It is giving according to the national building code. It indicates the sound transmission resistance of this object by an index ration (instead of providing full sound absorbtion values). | IfcLabel
Combustible | No | Indication whether the object is made from combustible material (TRUE) or not (FALSE). | IfcBoolean
Compartmentation | No | Indication whether the object is designed to serve as a fire compartmentation (TRUE) or not (FALSE). | IfcBoolean
ExtendToStructure | Yes | Indicates whether the object extend to the structure above (TRUE) or not (FALSE). | IfcBoolean
FireRating |  | Fire rating for this object. It is given according to the national fire safety classification. | IfcLabel
IsExternal | Yes | Indication whether the element is designed for use in the exterior (TRUE) or not (FALSE). If (TRUE) it is an external element and faces the outside of the building. | IfcBoolean
LoadBearing | No | Indicates whether the object is intended to carry loads (TRUE) or not (FALSE). | IfcBoolean
Reference |  | Reference ID for this specified type in this project (e.g. type 'A-1') | IfcIdentifier
SurfaceSpreadOfFlame |  | Indication on how the flames spread around the surface, It is given according to the national building code that governs the fire behaviour for materials. | IfcLabel
ThermalTransmittance | 0.553360 | Thermal transmittance coefficient (U-Value) of a material. Here the total thermal transmittance coefficient through the wall (including all materials). | IfcThermalTransmittanceMeasure
Quantities
GrossFootprintArea | 2.93 m² | Area of the wall as viewed by a ground floor view, not taking any wall modifications (like recesses) into account. It is also referred to as the foot print of the wall. | IfcQuantityArea
GrossSideArea | 22.41 m² | Area of the wall as viewed by an elevation view of the middle plane of the wall.It does not take into account any wall modifications(such as openings). | IfcQuantityArea
GrossSideAreaLeft | 22.83 m² | Area of the wall as viewed by an elevation view of the left side (when viewed along the wall path orientation). It does not take into account any wall modifications (such as openings). | IfcQuantityArea
GrossSideAreaRight | 22 m² | Area of the wall as viewed by an elevation view of the right side (when viewed along the wall path orientation). It does not take into account any wall modifications (such as openings). | IfcQuantityArea
GrossVolume | 7.84 m³ | Volume of the wall, without taking into account the openings and the connection geometry. | IfcQuantityVolume
NetFootprintArea | 2.93 m² | Area of the wall as viewed by a ground floor view, taking all wall modifications (like recesses) into account. It is also referred to as the foot print of the wall. | IfcQuantityArea
NetSideArea | 11.85 m² | Area of the wall as viewed by an elevation view of the middle plane. It does take into account all wall modifications (such as openings). | IfcQuantityArea
NetSideAreaLeft | 12.27 m² | Area of the wall as viewed by an elevation view of the left side (when viewed along the wall path orientation). It does take into account all wall modifications (such as openings). | IfcQuantityArea
NetSideAreaRight | 11.44 m² | Area of the wall as viewed by an elevation view of the right side (when viewed along the wall path orientation). It does take into account all wall modifications (such as openings). | IfcQuantityArea
NetVolume | 4.36 m³ | Volume of the wall, after subtracting the openings and after considering the connection geometry. | IfcQuantityVolume
NominalHeight | 2750 mm | Total nominal height of the wall. It should only be provided, if it is constant along the wall path. | IfcQuantityLength
NominalLength | 8150 mm | Total nominal length of the wall along the wall path. | IfcQuantityLength
NominalWidth | 350 mm | Total nominal width (or thickness) of the wall measured perpendicular to the wall path. It should only be provided, if it is constant along the wall path. | IfcQuantityLength
Wall Framework
Total

## Wall layers
Wall layers
ID | Thickness [m] | Elevation [m] | Height [m] | NetSideArea 1 [m2] | NetSideArea 2 [m2] | Volume [m3] | Length 1 | Length 2 | GrossSideArea 1 [m2] | GrossSideArea 2 [m2] | Material
21293 | 0.02 | 0 | 2.75 | 18.263 | 18.318 | 0.366 | 7.95 | 8.14 | 21.863 | 22.385 | Bright_white
| 0.11 | 0 | 2.75 | 18.785 | 18.785 | 2.066 | 8.14 | 8.34 | 22.385 | 22.935 | Brick3
| 0.05 | 0 | 2.75 | 19.335 | 19.335 | 0.967 | 8.34 | 8.5 | 22.935 | 23.375 | Thermal Insulation 02
| 0.15 | 0 | 2.75 | 19.775 | 19.775 | 2.966 | 8.5 | 8.61 | 23.375 | 23.678 | Brick3
| 0.02 | 0 | 2.75 | 20.078 | 20.188 | 0.403 | 8.61 | 8.65 | 23.678 | 23.788 | Bright_white
21299 | 0.02 | 0 | 2.75 | 38.913 | 39.078 | 0.782 | 14.15 | 14.6 | 38.913 | 40.15 | Bright_white
| 0.11 | 0 | 2.75 | 40.15 | 40.15 | 4.417 | 14.6 | 14.65 | 40.15 | 40.288 | Brick3
| 0.05 | 0 | 2.75 | 40.288 | 40.288 | 2.014 | 14.65 | 14.6 | 40.288 | 40.15 | Thermal Insulation 02
| 0.15 | 0 | 2.75 | 40.15 | 40.15 | 6.023 | 14.6 | 14.23 | 40.15 | 39.133 | Brick3
| 0.02 | 0 | 2.75 | 39.133 | 38.913 | 0.783 | 14.23 | 14.15 | 39.133 | 38.913 | Bright_white
21305 | 0.02 | 0 | 2.75 | 10.835 | 10.78 | 0.216 | 8.3 | 8.19 | 22.825 | 22.523 | Bright_white
| 0.11 | 0 | 2.75 | 10.533 | 10.533 | 1.159 | 8.19 | 8.29 | 22.523 | 22.798 | Brick3
| 0.05 | 0 | 2.75 | 10.808 | 10.808 | 0.54 | 8.29 | 7.99 | 22.798 | 21.973 | Thermal Insulation 02
| 0.15 | 0 | 2.75 | 9.983 | 9.983 | 1.497 | 7.99 | 7.84 | 21.973 | 21.56 | Brick3
| 0.02 | 0 | 2.75 | 9.57 | 9.46 | 0.191 | 7.84 | 7.8 | 21.56 | 21.45 | Bright_white
21309 | 0.02 | -250 | 3 | 39.983 | 39.983 | 0.8 | 16.5 | 16.5 | 49.5 | 45.375 | Bright_white
| 0.11 | 0 | 2.75 | 35.858 | 35.858 | 3.944 | 16.5 | 16.5 | 45.375 | 45.375 | Brick3
| 0.05 | 0 | 2.75 | 35.858 | 35.858 | 1.793 | 16.5 | 16.4 | 45.375 | 45.1 | Thermal Insulation 02
| 0.15 | 0 | 2.75 | 35.583 | 35.583 | 5.337 | 16.4 | 15.55 | 45.1 | 42.763 | Brick3
| 0.02 | 0 | 2.75 | 33.245 | 32.695 | 0.665 | 15.55 | 15.35 | 42.763 | 42.213 | Bright_white
21316 | 0.02 | 0 | 2.75 | 35.75 | 35.64 | 0.714 | 13 | 12.81 | 35.75 | 35.228 | Bright_white
| 0.11 | 0 | 2.75 | 35.228 | 35.228 | 3.875 | 12.81 | 12.65 | 35.228 | 34.788 | Brick3
| 0.05 | 0 | 2.75 | 34.788 | 34.788 | 1.739 | 12.65 | 12.49 | 34.788 | 34.348 | Thermal Insulation 02
| 0.15 | 0 | 2.75 | 34.348 | 34.348 | 5.152 | 12.49 | 12.1 | 34.348 | 33.275 | Brick3
| 0.02 | 0 | 2.75 | 33.275 | 33 | 0.666 | 12.1 | 12 | 33.275 | 33 | Bright_white
21340 | 0.02 | 0 | 2.75 | 28.138 | 28.028 | 0.562 | 13 | 12.85 | 35.75 | 35.338 | Bright_white
| 0.11 | 0 | 2.75 | 27.725 | 27.725 | 3.05 | 12.85 | 12.69 | 35.338 | 34.898 | Brick3
| 0.05 | 0 | 2.75 | 27.285 | 27.285 | 1.364 | 12.69 | 12.49 | 34.898 | 34.348 | Thermal Insulation 02
| 0.15 | 0 | 2.75 | 26.735 | 26.735 | 4.01 | 12.49 | 12.21 | 34.348 | 33.578 | Brick3
| 0.02 | 0 | 2.75 | 25.965 | 25.8 | 0.519 | 12.21 | 12.15 | 33.578 | 33.413 | Bright_white
21344 | 0.02 | 0 | 2.75 | 11.467 | 11.577 | 0.231 | 4.17 | 4.43 | 11.467 | 12.182 | Bright_white
| 0.11 | 0 | 2.75 | 12.182 | 11.88 | 1.323 | 4.43 | 4.32 | 12.182 | 11.88 | Brick3
| 0.02 | 0 | 2.75 | 11.88 | 11.88 | 0.238 | 4.32 | 4.32 | 11.88 | 11.88 | Bright_white
21348 | 0.02 | 0 | 2.75 | 12.265 | 12.21 | 0.245 | 8.3 | 8.3 | 22.825 | 22.825 | Bright_white
| 0.11 | 0 | 2.75 | 12.265 | 12.265 | 1.349 | 8.3 | 8.34 | 22.825 | 22.935 | Brick3
| 0.05 | 0 | 2.75 | 12.375 | 12.375 | 0.619 | 8.34 | 8.14 | 22.935 | 22.385 | Thermal Insulation 02
| 0.15 | 0 | 2.75 | 11.825 | 11.825 | 1.774 | 8.14 | 7.93 | 22.385 | 21.808 | Brick3
| 0.02 | 0 | 2.75 | 11.248 | 10.478 | 0.225 | 7.93 | 7.65 | 21.808 | 21.038 | Bright_white
21350 | 0.02 | 0 | 2.75 | 1.65 | 1.595 | 0.032 | 0.6 | 0.49 | 1.65 | 1.348 | Bright_white
| 0.11 | 0 | 2.75 | 1.348 | 1.348 | 0.148 | 0.49 | 0.58 | 1.348 | 1.595 | Brick3
| 0.02 | 0 | 2.75 | 1.595 | 1.65 | 0.032 | 0.58 | 0.6 | 1.595 | 1.65 | Bright_white
21359 | 0.02 | 0 | 2.75 | 7.356 | 7.356 | 0.147 | 3.6 | 3.64 | 9.9 | 10.01 | Bright_white
| 0.11 | 0 | 2.75 | 7.466 | 7.466 | 0.821 | 3.64 | 3.49 | 10.01 | 9.598 | Brick3
| 0.02 | 0 | 2.75 | 7.054 | 6.944 | 0.141 | 3.49 | 3.45 | 9.598 | 9.488 | Bright_white
21361 | 0.02 | 0 | 2.75 | 10.005 | 9.95 | 0.2 | 5.088 | 5.088 | 13.991 | 13.991 | Bright_white
| 0.11 | 0 | 2.75 | 10.005 | 10.005 | 1.101 | 5.088 | 4.848 | 13.991 | 13.331 | Brick3
| 0.02 | 0 | 2.75 | 9.345 | 9.18 | 0.187 | 4.848 | 4.788 | 13.331 | 13.166 | Bright_white
21364 | 0.02 | 0 | 2.75 | 1.625 | 1.625 | 0.033 | 1.2 | 1.24 | 3.3 | 3.41 | Bright_white
| 0.11 | 0 | 2.75 | 1.735 | 1.735 | 0.191 | 1.24 | 1.2 | 3.41 | 3.3 | Brick3
| 0.02 | 0 | 2.75 | 1.625 | 1.625 | 0.033 | 1.2 | 1.2 | 3.3 | 3.3 | Bright_white
21371 | 0.02 | 0 | 2.75 | 10.835 | 10.78 | 0.216 | 8.3 | 8.19 | 22.825 | 22.523 | Bright_white
| 0.11 | 0 | 2.75 | 10.533 | 10.533 | 1.159 | 8.19 | 8.29 | 22.523 | 22.798 | Brick3
| 0.05 | 0 | 2.75 | 10.808 | 10.808 | 0.54 | 8.29 | 7.99 | 22.798 | 21.973 | Thermal Insulation 02
| 0.15 | 0 | 2.75 | 9.983 | 9.983 | 1.497 | 7.99 | 7.84 | 21.973 | 21.56 | Brick3
| 0.02 | 0 | 2.75 | 9.57 | 9.46 | 0.191 | 7.84 | 7.8 | 21.56 | 21.45 | Bright_white
21372 | 0.02 | 0 | 2.75 | 14.3 | 14.3 | 0.286 | 5.2 | 5.24 | 14.3 | 14.41 | Bright_white
| 0.11 | 0 | 2.75 | 14.41 | 14.41 | 1.585 | 5.24 | 5.2 | 14.41 | 14.3 | Brick3
| 0.02 | 0 | 2.75 | 14.3 | 14.3 | 0.286 | 5.2 | 5.2 | 14.3 | 14.3 | Bright_white
21375 | 0.02 | 0 | 2.75 | 4.813 | 4.813 | 0.096 | 1.75 | 1.79 | 4.813 | 4.923 | Bright_white
| 0.11 | 0 | 2.75 | 4.923 | 4.923 | 0.541 | 1.79 | 1.75 | 4.923 | 4.813 | Brick3
| 0.02 | 0 | 2.75 | 4.813 | 4.813 | 0.096 | 1.75 | 1.75 | 4.813 | 4.813 | Bright_white
21725 | 0.02 | 0 | 2.75 | 16.775 | 16.775 | 0.335 | 7.95 | 7.99 | 21.863 | 21.973 | Bright_white
| 0.11 | 0 | 2.75 | 16.885 | 16.885 | 1.857 | 7.99 | 7.84 | 21.973 | 21.56 | Brick3
| 0.02 | 0 | 2.75 | 16.472 | 16.362 | 0.329 | 7.84 | 7.8 | 21.56 | 21.45 | Bright_white
21732 | 0.02 | 0 | 2.75 | 16.295 | 16.35 | 0.326 | 6.65 | 6.69 | 18.288 | 18.398 | Bright_white
| 0.11 | 0 | 2.75 | 16.405 | 16.405 | 1.805 | 6.69 | 6.67 | 18.398 | 18.343 | Brick3
| 0.02 | 0 | 2.75 | 16.35 | 16.295 | 0.326 | 6.67 | 6.65 | 18.343 | 18.288 | Bright_white
21744 | 0.02 | 0 | 2.75 | 5.397 | 5.452 | 0.109 | 1.963 | 2.113 | 5.397 | 5.809 | Bright_white
| 0.11 | 0 | 2.75 | 5.809 | 5.809 | 0.639 | 2.113 | 2.223 | 5.809 | 6.112 | Brick3
| 0.02 | 0 | 2.75 | 6.112 | 6.222 | 0.123 | 2.223 | 2.263 | 6.112 | 6.222 | Bright_white
21750 | 0.02 | 0 | 2.75 | 41.388 | 41.938 | 0.839 | 15.05 | 16.1 | 41.388 | 44.275 | Bright_white
| 0.15 | 0 | 2.75 | 44.275 | 44.275 | 6.641 | 16.1 | 16.2 | 44.275 | 44.55 | Brick3
| 0.05 | 0 | 2.75 | 44.55 | 44.55 | 2.228 | 16.2 | 16.2 | 44.55 | 44.55 | Thermal Insulation 02
| 0.11 | 0 | 2.75 | 44.55 | 44.55 | 4.901 | 16.2 | 16.2 | 44.55 | 48.6 | Brick3
| 0.02 | -250 | 3 | 48.6 | 48.6 | 0.972 | 16.2 | 16.2 | 48.6 | 48.6 | Bright_white
21764 | 0.02 | 0 | 2.75 | 8.004 | 7.949 | 0.16 | 5.35 | 5.35 | 14.713 | 14.713 | Bright_white
| 0.11 | 0 | 2.75 | 8.004 | 8.004 | 0.88 | 5.35 | 5.35 | 14.713 | 14.713 | Brick3
| 0.05 | 0 | 2.75 | 8.004 | 8.004 | 0.4 | 5.35 | 5.19 | 14.713 | 14.273 | Thermal Insulation 02
| 0.15 | 0 | 2.75 | 7.564 | 7.564 | 1.135 | 5.19 | 5.02 | 14.273 | 13.805 | Brick3
| 0.02 | 0 | 2.75 | 7.096 | 7.041 | 0.142 | 5.02 | 5 | 13.805 | 13.75 | Bright_white
21770 | 0.02 | -250 | 3 | 39.15 | 39.03 | 0.782 | 13.05 | 12.9 | 39.15 | 35.475 | Bright_white
| 0.11 | 0 | 2.75 | 35.475 | 35.475 | 3.902 | 12.9 | 12.74 | 35.475 | 35.035 | Brick3
| 0.05 | 0 | 2.75 | 35.035 | 35.035 | 1.752 | 12.74 | 12.54 | 35.035 | 34.485 | Thermal Insulation 02
| 0.15 | 0 | 2.75 | 34.485 | 34.485 | 5.173 | 12.54 | 12.26 | 34.485 | 33.715 | Brick3
| 0.02 | 0 | 2.75 | 33.715 | 33.55 | 0.674 | 12.26 | 12.2 | 33.715 | 33.55 | Bright_white
21781 | 0.02 | 0 | 2.75 | 10.835 | 10.725 | 0.216 | 5.7 | 5.55 | 15.675 | 15.263 | Bright_white
| 0.11 | 0 | 2.75 | 10.423 | 10.423 | 1.146 | 5.55 | 5.35 | 15.263 | 14.713 | Brick3
| 0.05 | 0 | 2.75 | 9.873 | 9.873 | 0.494 | 5.35 | 5.15 | 14.713 | 14.163 | Thermal Insulation 02
| 0.15 | 0 | 2.75 | 9.323 | 9.323 | 1.398 | 5.15 | 5.02 | 14.163 | 13.805 | Brick3
| 0.02 | 0 | 2.75 | 8.965 | 8.91 | 0.179 | 5.02 | 5 | 13.805 | 13.75 | Bright_white
21793 | 0.02 | 0 | 2.75 | 9.849 | 9.849 | 0.197 | 5 | 5.04 | 13.75 | 13.86 | Bright_white
| 0.11 | 0 | 2.75 | 9.959 | 9.959 | 1.096 | 5.04 | 5 | 13.86 | 13.75 | Brick3
| 0.02 | 0 | 2.75 | 9.849 | 9.849 | 0.197 | 5 | 5 | 13.75 | 13.75 | Bright_white
21813 | 0.02 | 0 | 2.75 | 10.423 | 10.533 | 0.211 | 8.15 | 8.34 | 22.413 | 22.935 | Bright_white
| 0.11 | 0 | 2.75 | 10.945 | 10.945 | 1.204 | 8.34 | 8.64 | 22.935 | 23.76 | Brick3
| 0.05 | 0 | 2.75 | 11.77 | 11.77 | 0.589 | 8.64 | 8.34 | 23.76 | 22.935 | Thermal Insulation 02
| 0.15 | 0 | 2.75 | 10.945 | 10.945 | 1.642 | 8.34 | 8.3 | 22.935 | 22.825 | Brick3
| 0.02 | 0 | 2.75 | 10.835 | 10.835 | 0.217 | 8.3 | 8.3 | 22.825 | 22.825 | Bright_white
21818 | 0.02 | 0 | 2.75 | 1.896 | 1.896 | 0.039 | 2 | 1.89 | 5.5 | 5.198 | Bright_white
| 0.11 | 0 | 2.75 | 1.594 | 1.594 | 0.175 | 1.89 | 1.85 | 5.198 | 5.088 | Brick3
| 0.02 | 0 | 2.75 | 1.484 | 1.484 | 0.03 | 1.85 | 1.85 | 5.088 | 5.088 | Bright_white
21862 | 0.02 | 0 | 2.75 | 41.8 | 42.24 | 0.845 | 15.2 | 16.1 | 41.8 | 44.275 | Bright_white
| 0.15 | 0 | 2.75 | 44.275 | 44.275 | 6.641 | 16.1 | 16.2 | 44.275 | 44.55 | Brick3
| 0.05 | 0 | 2.75 | 44.55 | 44.55 | 2.228 | 16.2 | 16.2 | 44.55 | 44.55 | Thermal Insulation 02
| 0.11 | 0 | 2.75 | 44.55 | 44.55 | 4.901 | 16.2 | 16.2 | 44.55 | 48.6 | Brick3
| 0.02 | -250 | 3 | 48.6 | 48.6 | 0.972 | 16.2 | 16.2 | 48.6 | 48.6 | Bright_white
21868 | 0.02 | 0 | 2.75 | 6.332 | 6.387 | 0.128 | 2.95 | 3.1 | 8.113 | 8.525 | Bright_white
| 0.11 | 0 | 2.75 | 6.744 | 6.744 | 0.742 | 3.1 | 2.97 | 8.525 | 8.168 | Brick3
| 0.02 | 0 | 2.75 | 6.387 | 6.332 | 0.128 | 2.97 | 2.95 | 8.168 | 8.113 | Bright_white
21874 | 0.02 | 0 | 2.75 | 5.397 | 5.397 | 0.108 | 1.963 | 2.003 | 5.397 | 5.507 | Bright_white
| 0.11 | 0 | 2.75 | 5.507 | 5.507 | 0.606 | 2.003 | 1.943 | 5.507 | 5.342 | Brick3
| 0.02 | 0 | 2.75 | 5.342 | 4.984 | 0.107 | 1.943 | 1.813 | 5.342 | 4.984 | Bright_white
21893 | 0.02 | 0 | 2.75 | 15.95 | 15.95 | 0.319 | 5.8 | 5.84 | 15.95 | 16.06 | Bright_white
| 0.11 | 0 | 2.75 | 16.06 | 16.06 | 1.767 | 5.84 | 5.93 | 16.06 | 16.308 | Brick3
| 0.02 | 0 | 2.75 | 16.308 | 16.363 | 0.327 | 5.93 | 5.95 | 16.308 | 16.363 | Bright_white
21902 | 0.02 | 0 | 2.75 | 5.397 | 5.452 | 0.109 | 1.963 | 2.113 | 5.397 | 5.809 | Bright_white
| 0.11 | 0 | 2.75 | 5.809 | 5.809 | 0.639 | 2.113 | 2.093 | 5.809 | 5.754 | Brick3
| 0.02 | 0 | 2.75 | 5.754 | 5.809 | 0.116 | 2.093 | 2.113 | 5.754 | 5.809 | Bright_white
21907 | 0.02 | 0 | 2.75 | 15.95 | 15.95 | 0.319 | 5.8 | 5.84 | 15.95 | 16.06 | Bright_white
| 0.11 | 0 | 2.75 | 16.06 | 16.06 | 1.767 | 5.84 | 5.82 | 16.06 | 16.005 | Brick3
| 0.02 | 0 | 2.75 | 16.005 | 15.95 | 0.321 | 5.82 | 5.8 | 16.005 | 15.95 | Bright_white
21910 | 0.02 | 0 | 2.75 | 6.332 | 6.387 | 0.128 | 2.95 | 3.1 | 8.113 | 8.525 | Bright_white
| 0.11 | 0 | 2.75 | 6.744 | 6.744 | 0.742 | 3.1 | 2.97 | 8.525 | 8.168 | Brick3
| 0.02 | 0 | 2.75 | 6.387 | 6.332 | 0.128 | 2.97 | 2.95 | 8.168 | 8.113 | Bright_white
21995 | 0.02 | 0 | 2.75 | 1.65 | 1.65 | 0.034 | 0.6 | 0.71 | 1.65 | 1.953 | Bright_white
| 0.11 | 0 | 2.75 | 1.953 | 1.953 | 0.215 | 0.71 | 0.6 | 1.953 | 1.65 | Brick3
| 0.02 | 0 | 2.75 | 1.65 | 1.65 | 0.034 | 0.6 | 0.6 | 1.65 | 1.65 | Bright_white
22055 | 0.02 | 0 | 2.75 | 5.397 | 5.452 | 0.109 | 1.963 | 2.113 | 5.397 | 5.809 | Bright_white
| 0.11 | 0 | 2.75 | 5.809 | 5.809 | 0.639 | 2.113 | 2.093 | 5.809 | 5.754 | Brick3
| 0.02 | 0 | 2.75 | 5.754 | 5.809 | 0.116 | 2.093 | 2.113 | 5.754 | 5.809 | Bright_white
22070 | 0.02 | 0 | 2.75 | 4.452 | 4.452 | 0.089 | 2.35 | 2.39 | 6.463 | 6.573 | Bright_white
| 0.11 | 0 | 2.75 | 4.562 | 4.562 | 0.502 | 2.39 | 2.48 | 6.573 | 6.82 | Brick3
| 0.02 | 0 | 2.75 | 4.81 | 4.865 | 0.097 | 2.48 | 2.5 | 6.82 | 6.875 | Bright_white
22183 | 0.02 | 0 | 2.75 | 0.948 | 0.893 | 0.018 | 1 | 0.89 | 2.75 | 2.448 | Bright_white
| 0.11 | 0 | 2.75 | 0.646 | 0.646 | 0.071 | 0.89 | 0.85 | 2.448 | 2.338 | Brick3
| 0.02 | 0 | 2.75 | 0.536 | 0.536 | 0.011 | 0.85 | 0.85 | 2.338 | 2.338 | Bright_white
24215 | 0.02 | 0 | 2.75 | 9.978 | 9.94 | 0.199 | 9.05 | 9.03 | 9.978 | 9.94 | Bright_white
| 0.11 | 0 | 5.5 | 9.94 | 9.732 | 1.082 | 9.03 | 8.92 | 9.94 | 9.732 | Brick3
| 0.02 | 0 | 5.5 | 9.732 | 9.695 | 0.195 | 8.92 | 8.9 | 9.732 | 9.695 | Bright_white
24244 | 0.02 | 0 | 2.75 | 13.968 | 13.866 | 0.278 | 7.35 | 7.31 | 13.968 | 13.866 | Bright_white
| 0.11 | 0 | 5.5 | 13.866 | 13.311 | 1.495 | 7.31 | 7.07 | 13.866 | 13.274 | Brick3
| 0.02 | 0 | 5.5 | 13.274 | 13.211 | 0.265 | 7.07 | 7.05 | 13.274 | 13.211 | Bright_white
24438 | 0.02 | 0 | 2.75 | 9.978 | 9.94 | 0.199 | 9.05 | 9.03 | 9.978 | 9.94 | Bright_white
| 0.11 | 0 | 5.5 | 9.94 | 9.732 | 1.082 | 9.03 | 8.9 | 9.94 | 9.695 | Brick3
| 0.02 | 0 | 5.5 | 9.695 | 9.695 | 0.194 | 8.9 | 8.9 | 9.695 | 9.695 | Bright_white
24460 | 0.02 | 0 | 2.75 | 2.786 | 2.761 | 0.055 | 3.546 | 3.526 | 2.786 | 2.761 | Bright_white
| 0.11 | 0 | 5.5 | 2.761 | 2.625 | 0.296 | 3.526 | 3.416 | 2.761 | 2.625 | Brick3
| 0.02 | 0 | 5.5 | 2.625 | 2.6 | 0.052 | 3.416 | 3.396 | 2.625 | 2.6 | Bright_white
24470 | 0.02 | 0 | 2.75 | 9.267 | 9.177 | 0.184 | 7.35 | 7.31 | 9.267 | 9.177 | Bright_white
| 0.11 | 0 | 5.5 | 9.177 | 8.692 | 0.983 | 7.31 | 7.07 | 9.177 | 8.668 | Brick3
| 0.02 | 0 | 5.5 | 8.668 | 8.605 | 0.173 | 7.07 | 7.05 | 8.668 | 8.605 | Bright_white
24517 | 0.02 | 0 | 2.75 | 2.786 | 2.761 | 0.055 | 3.546 | 3.526 | 2.786 | 2.761 | Bright_white
| 0.11 | 0 | 5.5 | 2.761 | 2.625 | 0.296 | 3.526 | 3.396 | 2.761 | 2.6 | Brick3
| 0.02 | 0 | 5.5 | 2.6 | 2.6 | 0.052 | 3.396 | 3.396 | 2.6 | 2.6 | Bright_white
24525 | 0.02 | 0 | 2.75 | 3.575 | 3.52 | 0.071 | 1.3 | 1.3 | 3.575 | 3.575 | Bright_white
| 0.11 | 0 | 5.5 | 3.575 | 3.273 | 0.377 | 1.3 | 1.17 | 3.575 | 3.218 | Brick3
| 0.02 | 0 | 5.5 | 3.218 | 3.163 | 0.064 | 1.17 | 1.15 | 3.218 | 3.163 | Bright_white
24581 | 0.02 | 0 | 2.75 | 1.1 | 1.1 | 0.023 | 0.4 | 0.38 | 1.1 | 1.045 | Bright_white
| 0.11 | 0 | 5.5 | 1.045 | 1.045 | 0.115 | 0.38 | 0.38 | 1.045 | 1.045 | Brick3
| 0.02 | 0 | 5.5 | 1.045 | 0.688 | 0.021 | 0.38 | 0.25 | 1.045 | 0.688 | Bright_white
24585 | 0.02 | 0 | 2.75 | 1.458 | 1.1 | 0.026 | 0.53 | 0.25 | 1.458 | 0.687 | Bright_white
| 0.11 | 0 | 5.5 | 0.687 | 0.687 | 0.076 | 0.25 | 0.25 | 0.687 | 0.687 | Brick3
| 0.02 | 0 | 5.5 | 0.687 | 0.687 | 0.014 | 0.25 | 0.25 | 0.687 | 0.687 | Bright_white
24592 | 0.02 | 0 | 2.75 | 1.1 | 1.1 | 0.023 | 0.4 | 0.38 | 1.1 | 1.045 | Bright_white
| 0.11 | 0 | 2.75 | 1.045 | 1.045 | 0.115 | 0.38 | 0.38 | 1.045 | 1.045 | Brick3
| 0.02 | 0 | 2.75 | 1.045 | 0.687 | 0.021 | 0.38 | 0.25 | 1.045 | 0.687 | Bright_white
24601 | 0.02 | 0 | 2.75 | 1.512 | 1.403 | 0.029 | 0.55 | 0.38 | 1.512 | 1.045 | Bright_white
| 0.11 | 0 | 5.5 | 1.045 | 1.045 | 0.115 | 0.38 | 0.38 | 1.045 | 1.045 | Brick3
| 0.02 | 0 | 5.5 | 1.045 | 0.688 | 0.021 | 0.38 | 0.25 | 1.045 | 0.688 | Bright_white
24610 | 0.02 | 0 | 2.75 | 1.1 | 1.1 | 0.023 | 0.4 | 0.25 | 1.1 | 0.687 | Bright_white
| 0.11 | 0 | 5.5 | 0.687 | 0.687 | 0.076 | 0.25 | 0.25 | 0.687 | 0.687 | Brick3
| 0.02 | 0 | 5.5 | 0.687 | 0.687 | 0.014 | 0.25 | 0.25 | 0.687 | 0.687 | Bright_white
24677 | 0.02 | 0 | 2.75 | 1.512 | 1.457 | 0.03 | 0.55 | 0.42 | 1.512 | 1.155 | Bright_white
| 0.11 | 0 | 2.75 | 1.155 | 1.1 | 0.124 | 0.42 | 0.38 | 1.155 | 1.045 | Brick3
| 0.02 | 0 | 2.75 | 1.045 | 0.688 | 0.021 | 0.38 | 0.25 | 1.045 | 0.688 | Bright_white
27789 | 0.02 | 0 | 2.75 | 1.1 | 1.1 | 0.023 | 0.4 | 0.25 | 1.1 | 0.687 | Bright_white
| 0.11 | 0 | 2.75 | 0.687 | 0.687 | 0.076 | 0.25 | 0.25 | 0.687 | 0.687 | Brick3
| 0.02 | 0 | 2.75 | 0.687 | 0.687 | 0.014 | 0.25 | 0.25 | 0.687 | 0.687 | Bright_white
28012 | 0.02 | 0 | 2.75 | 1.513 | 1.403 | 0.029 | 0.55 | 0.51 | 1.513 | 1.403 | Bright_white
| 0.11 | 0 | 2.75 | 1.403 | 1.403 | 0.154 | 0.51 | 0.4 | 1.403 | 1.1 | Brick3
| 0.02 | 0 | 2.75 | 1.1 | 0.687 | 0.022 | 0.4 | 0.25 | 1.1 | 0.687 | Bright_white
28030 | 0.02 | 0 | 2.75 | 1.512 | 1.402 | 0.029 | 0.55 | 0.38 | 1.512 | 1.045 | Bright_white
| 0.11 | 0 | 2.75 | 1.045 | 1.045 | 0.115 | 0.38 | 0.38 | 1.045 | 1.045 | Brick3
| 0.02 | 0 | 2.75 | 1.045 | 0.688 | 0.021 | 0.38 | 0.25 | 1.045 | 0.688 | Bright_white
21790 | 0.02 | 0 | 2.75 | 12.265 | 12.265 | 0.245 | 8.3 | 8.34 | 22.825 | 22.935 | Bright_white
| 0.11 | 0 | 2.75 | 12.375 | 12.375 | 1.361 | 8.34 | 8.64 | 22.935 | 23.76 | Brick3
| 0.05 | 0 | 2.75 | 13.2 | 13.2 | 0.66 | 8.64 | 8.34 | 23.76 | 22.935 | Thermal Insulation 02
| 0.15 | 0 | 2.75 | 12.375 | 12.375 | 1.856 | 8.34 | 8.17 | 22.935 | 22.468 | Brick3
| 0.02 | 0 | 2.75 | 11.908 | 11.44 | 0.238 | 8.17 | 8 | 22.468 | 22 | Bright_white

## Wall Layers Sorted
Wall Layers Sorted
ID | Thickness [m] | Elevation [m] | Height [m] | NetSideArea 1 [m2] | NetSideArea 2 [m2] | Volume [m3] | Length 1 | Length 2 | GrossSideArea 1 [m2] | GrossSideArea 2 [m2] | Material
21293 | 0.11 | 0 | 2.75 | 18.785 | 18.785 | 2.066 | 8.14 | 8.34 | 22.385 | 22.935 | Brick3
21293 | 0.15 | 0 | 2.75 | 19.775 | 19.775 | 2.966 | 8.5 | 8.61 | 23.375 | 23.678 | Brick3
21299 | 0.11 | 0 | 2.75 | 40.15 | 40.15 | 4.417 | 14.6 | 14.65 | 40.15 | 40.288 | Brick3
21299 | 0.15 | 0 | 2.75 | 40.15 | 40.15 | 6.023 | 14.6 | 14.23 | 40.15 | 39.133 | Brick3
21305 | 0.11 | 0 | 2.75 | 10.533 | 10.533 | 1.159 | 8.19 | 8.29 | 22.523 | 22.798 | Brick3
21305 | 0.15 | 0 | 2.75 | 9.983 | 9.983 | 1.497 | 7.99 | 7.84 | 21.973 | 21.56 | Brick3
21309 | 0.11 | 0 | 2.75 | 35.858 | 35.858 | 3.944 | 16.5 | 16.5 | 45.375 | 45.375 | Brick3
21309 | 0.15 | 0 | 2.75 | 35.583 | 35.583 | 5.337 | 16.4 | 15.55 | 45.1 | 42.763 | Brick3
21316 | 0.11 | 0 | 2.75 | 35.228 | 35.228 | 3.875 | 12.81 | 12.65 | 35.228 | 34.788 | Brick3
21316 | 0.15 | 0 | 2.75 | 34.348 | 34.348 | 5.152 | 12.49 | 12.1 | 34.348 | 33.275 | Brick3
21340 | 0.11 | 0 | 2.75 | 27.725 | 27.725 | 3.05 | 12.85 | 12.69 | 35.338 | 34.898 | Brick3
21340 | 0.15 | 0 | 2.75 | 26.735 | 26.735 | 4.01 | 12.49 | 12.21 | 34.348 | 33.578 | Brick3
21344 | 0.11 | 0 | 2.75 | 12.182 | 11.88 | 1.323 | 4.43 | 4.32 | 12.182 | 11.88 | Brick3
21348 | 0.11 | 0 | 2.75 | 12.265 | 12.265 | 1.349 | 8.3 | 8.34 | 22.825 | 22.935 | Brick3
21348 | 0.15 | 0 | 2.75 | 11.825 | 11.825 | 1.774 | 8.14 | 7.93 | 22.385 | 21.808 | Brick3
21350 | 0.11 | 0 | 2.75 | 1.348 | 1.348 | 0.148 | 0.49 | 0.58 | 1.348 | 1.595 | Brick3
21359 | 0.11 | 0 | 2.75 | 7.466 | 7.466 | 0.821 | 3.64 | 3.49 | 10.01 | 9.598 | Brick3
21361 | 0.11 | 0 | 2.75 | 10.005 | 10.005 | 1.101 | 5.088 | 4.848 | 13.991 | 13.331 | Brick3
21364 | 0.11 | 0 | 2.75 | 1.735 | 1.735 | 0.191 | 1.24 | 1.2 | 3.41 | 3.3 | Brick3
21371 | 0.11 | 0 | 2.75 | 10.533 | 10.533 | 1.159 | 8.19 | 8.29 | 22.523 | 22.798 | Brick3
21371 | 0.15 | 0 | 2.75 | 9.983 | 9.983 | 1.497 | 7.99 | 7.84 | 21.973 | 21.56 | Brick3
21372 | 0.11 | 0 | 2.75 | 14.41 | 14.41 | 1.585 | 5.24 | 5.2 | 14.41 | 14.3 | Brick3
21375 | 0.11 | 0 | 2.75 | 4.923 | 4.923 | 0.541 | 1.79 | 1.75 | 4.923 | 4.813 | Brick3
21725 | 0.11 | 0 | 2.75 | 16.885 | 16.885 | 1.857 | 7.99 | 7.84 | 21.973 | 21.56 | Brick3
21732 | 0.11 | 0 | 2.75 | 16.405 | 16.405 | 1.805 | 6.69 | 6.67 | 18.398 | 18.343 | Brick3
21744 | 0.11 | 0 | 2.75 | 5.809 | 5.809 | 0.639 | 2.113 | 2.223 | 5.809 | 6.112 | Brick3
21750 | 0.15 | 0 | 2.75 | 44.275 | 44.275 | 6.641 | 16.1 | 16.2 | 44.275 | 44.55 | Brick3
21750 | 0.11 | 0 | 2.75 | 44.55 | 44.55 | 4.901 | 16.2 | 16.2 | 44.55 | 48.6 | Brick3
21764 | 0.11 | 0 | 2.75 | 8.004 | 8.004 | 0.88 | 5.35 | 5.35 | 14.713 | 14.713 | Brick3
21764 | 0.15 | 0 | 2.75 | 7.564 | 7.564 | 1.135 | 5.19 | 5.02 | 14.273 | 13.805 | Brick3
21770 | 0.11 | 0 | 2.75 | 35.475 | 35.475 | 3.902 | 12.9 | 12.74 | 35.475 | 35.035 | Brick3
21770 | 0.15 | 0 | 2.75 | 34.485 | 34.485 | 5.173 | 12.54 | 12.26 | 34.485 | 33.715 | Brick3
21781 | 0.11 | 0 | 2.75 | 10.423 | 10.423 | 1.146 | 5.55 | 5.35 | 15.263 | 14.713 | Brick3
21781 | 0.15 | 0 | 2.75 | 9.323 | 9.323 | 1.398 | 5.15 | 5.02 | 14.163 | 13.805 | Brick3
21793 | 0.11 | 0 | 2.75 | 9.959 | 9.959 | 1.096 | 5.04 | 5 | 13.86 | 13.75 | Brick3
21813 | 0.11 | 0 | 2.75 | 10.945 | 10.945 | 1.204 | 8.34 | 8.64 | 22.935 | 23.76 | Brick3
21813 | 0.15 | 0 | 2.75 | 10.945 | 10.945 | 1.642 | 8.34 | 8.3 | 22.935 | 22.825 | Brick3
21818 | 0.11 | 0 | 2.75 | 1.594 | 1.594 | 0.175 | 1.89 | 1.85 | 5.198 | 5.088 | Brick3
21862 | 0.15 | 0 | 2.75 | 44.275 | 44.275 | 6.641 | 16.1 | 16.2 | 44.275 | 44.55 | Brick3
21862 | 0.11 | 0 | 2.75 | 44.55 | 44.55 | 4.901 | 16.2 | 16.2 | 44.55 | 48.6 | Brick3
21868 | 0.11 | 0 | 2.75 | 6.744 | 6.744 | 0.742 | 3.1 | 2.97 | 8.525 | 8.168 | Brick3
21874 | 0.11 | 0 | 2.75 | 5.507 | 5.507 | 0.606 | 2.003 | 1.943 | 5.507 | 5.342 | Brick3
21893 | 0.11 | 0 | 2.75 | 16.06 | 16.06 | 1.767 | 5.84 | 5.93 | 16.06 | 16.308 | Brick3
21902 | 0.11 | 0 | 2.75 | 5.809 | 5.809 | 0.639 | 2.113 | 2.093 | 5.809 | 5.754 | Brick3
21907 | 0.11 | 0 | 2.75 | 16.06 | 16.06 | 1.767 | 5.84 | 5.82 | 16.06 | 16.005 | Brick3
21910 | 0.11 | 0 | 2.75 | 6.744 | 6.744 | 0.742 | 3.1 | 2.97 | 8.525 | 8.168 | Brick3
21995 | 0.11 | 0 | 2.75 | 1.953 | 1.953 | 0.215 | 0.71 | 0.6 | 1.953 | 1.65 | Brick3
22055 | 0.11 | 0 | 2.75 | 5.809 | 5.809 | 0.639 | 2.113 | 2.093 | 5.809 | 5.754 | Brick3
22070 | 0.11 | 0 | 2.75 | 4.562 | 4.562 | 0.502 | 2.39 | 2.48 | 6.573 | 6.82 | Brick3
22183 | 0.11 | 0 | 2.75 | 0.646 | 0.646 | 0.071 | 0.89 | 0.85 | 2.448 | 2.338 | Brick3
24215 | 0.11 | 0 | 5.5 | 9.94 | 9.732 | 1.082 | 9.03 | 8.92 | 9.94 | 9.732 | Brick3
24244 | 0.11 | 0 | 5.5 | 13.866 | 13.311 | 1.495 | 7.31 | 7.07 | 13.866 | 13.274 | Brick3
24438 | 0.11 | 0 | 5.5 | 9.94 | 9.732 | 1.082 | 9.03 | 8.9 | 9.94 | 9.695 | Brick3
24460 | 0.11 | 0 | 5.5 | 2.761 | 2.625 | 0.296 | 3.526 | 3.416 | 2.761 | 2.625 | Brick3
24470 | 0.11 | 0 | 5.5 | 9.177 | 8.692 | 0.983 | 7.31 | 7.07 | 9.177 | 8.668 | Brick3
24517 | 0.11 | 0 | 5.5 | 2.761 | 2.625 | 0.296 | 3.526 | 3.396 | 2.761 | 2.6 | Brick3
24525 | 0.11 | 0 | 5.5 | 3.575 | 3.273 | 0.377 | 1.3 | 1.17 | 3.575 | 3.218 | Brick3
24581 | 0.11 | 0 | 5.5 | 1.045 | 1.045 | 0.115 | 0.38 | 0.38 | 1.045 | 1.045 | Brick3
24585 | 0.11 | 0 | 5.5 | 0.687 | 0.687 | 0.076 | 0.25 | 0.25 | 0.687 | 0.687 | Brick3
24592 | 0.11 | 0 | 2.75 | 1.045 | 1.045 | 0.115 | 0.38 | 0.38 | 1.045 | 1.045 | Brick3
24601 | 0.11 | 0 | 5.5 | 1.045 | 1.045 | 0.115 | 0.38 | 0.38 | 1.045 | 1.045 | Brick3
24610 | 0.11 | 0 | 5.5 | 0.687 | 0.687 | 0.076 | 0.25 | 0.25 | 0.687 | 0.687 | Brick3
24677 | 0.11 | 0 | 2.75 | 1.155 | 1.1 | 0.124 | 0.42 | 0.38 | 1.155 | 1.045 | Brick3
27789 | 0.11 | 0 | 2.75 | 0.687 | 0.687 | 0.076 | 0.25 | 0.25 | 0.687 | 0.687 | Brick3
28012 | 0.11 | 0 | 2.75 | 1.403 | 1.403 | 0.154 | 0.51 | 0.4 | 1.403 | 1.1 | Brick3
28030 | 0.11 | 0 | 2.75 | 1.045 | 1.045 | 0.115 | 0.38 | 0.38 | 1.045 | 1.045 | Brick3
21790 | 0.11 | 0 | 2.75 | 12.375 | 12.375 | 1.361 | 8.34 | 8.64 | 22.935 | 23.76 | Brick3
21790 | 0.15 | 0 | 2.75 | 12.375 | 12.375 | 1.856 | 8.34 | 8.17 | 22.935 | 22.468 | Brick3
21293 | 0.02 | 0 | 2.75 | 18.263 | 18.318 | 0.366 | 7.95 | 8.14 | 21.863 | 22.385 | Bright_white
21293 | 0.02 | 0 | 2.75 | 20.078 | 20.188 | 0.403 | 8.61 | 8.65 | 23.678 | 23.788 | Bright_white
21299 | 0.02 | 0 | 2.75 | 38.913 | 39.078 | 0.782 | 14.15 | 14.6 | 38.913 | 40.15 | Bright_white
21299 | 0.02 | 0 | 2.75 | 39.133 | 38.913 | 0.783 | 14.23 | 14.15 | 39.133 | 38.913 | Bright_white
21305 | 0.02 | 0 | 2.75 | 10.835 | 10.78 | 0.216 | 8.3 | 8.19 | 22.825 | 22.523 | Bright_white
21305 | 0.02 | 0 | 2.75 | 9.57 | 9.46 | 0.191 | 7.84 | 7.8 | 21.56 | 21.45 | Bright_white
21309 | 0.02 | -250 | 3 | 39.983 | 39.983 | 0.8 | 16.5 | 16.5 | 49.5 | 45.375 | Bright_white
21309 | 0.02 | 0 | 2.75 | 33.245 | 32.695 | 0.665 | 15.55 | 15.35 | 42.763 | 42.213 | Bright_white
21316 | 0.02 | 0 | 2.75 | 35.75 | 35.64 | 0.714 | 13 | 12.81 | 35.75 | 35.228 | Bright_white
21316 | 0.02 | 0 | 2.75 | 33.275 | 33 | 0.666 | 12.1 | 12 | 33.275 | 33 | Bright_white
21340 | 0.02 | 0 | 2.75 | 28.138 | 28.028 | 0.562 | 13 | 12.85 | 35.75 | 35.338 | Bright_white
21340 | 0.02 | 0 | 2.75 | 25.965 | 25.8 | 0.519 | 12.21 | 12.15 | 33.578 | 33.413 | Bright_white
21344 | 0.02 | 0 | 2.75 | 11.467 | 11.577 | 0.231 | 4.17 | 4.43 | 11.467 | 12.182 | Bright_white
21344 | 0.02 | 0 | 2.75 | 11.88 | 11.88 | 0.238 | 4.32 | 4.32 | 11.88 | 11.88 | Bright_white
21348 | 0.02 | 0 | 2.75 | 12.265 | 12.21 | 0.245 | 8.3 | 8.3 | 22.825 | 22.825 | Bright_white
21348 | 0.02 | 0 | 2.75 | 11.248 | 10.478 | 0.225 | 7.93 | 7.65 | 21.808 | 21.038 | Bright_white
21350 | 0.02 | 0 | 2.75 | 1.65 | 1.595 | 0.032 | 0.6 | 0.49 | 1.65 | 1.348 | Bright_white
21350 | 0.02 | 0 | 2.75 | 1.595 | 1.65 | 0.032 | 0.58 | 0.6 | 1.595 | 1.65 | Bright_white
21359 | 0.02 | 0 | 2.75 | 7.356 | 7.356 | 0.147 | 3.6 | 3.64 | 9.9 | 10.01 | Bright_white
21359 | 0.02 | 0 | 2.75 | 7.054 | 6.944 | 0.141 | 3.49 | 3.45 | 9.598 | 9.488 | Bright_white
21361 | 0.02 | 0 | 2.75 | 10.005 | 9.95 | 0.2 | 5.088 | 5.088 | 13.991 | 13.991 | Bright_white
21361 | 0.02 | 0 | 2.75 | 9.345 | 9.18 | 0.187 | 4.848 | 4.788 | 13.331 | 13.166 | Bright_white
21364 | 0.02 | 0 | 2.75 | 1.625 | 1.625 | 0.033 | 1.2 | 1.24 | 3.3 | 3.41 | Bright_white
21364 | 0.02 | 0 | 2.75 | 1.625 | 1.625 | 0.033 | 1.2 | 1.2 | 3.3 | 3.3 | Bright_white
21371 | 0.02 | 0 | 2.75 | 10.835 | 10.78 | 0.216 | 8.3 | 8.19 | 22.825 | 22.523 | Bright_white
21371 | 0.02 | 0 | 2.75 | 9.57 | 9.46 | 0.191 | 7.84 | 7.8 | 21.56 | 21.45 | Bright_white
21372 | 0.02 | 0 | 2.75 | 14.3 | 14.3 | 0.286 | 5.2 | 5.24 | 14.3 | 14.41 | Bright_white
21372 | 0.02 | 0 | 2.75 | 14.3 | 14.3 | 0.286 | 5.2 | 5.2 | 14.3 | 14.3 | Bright_white
21375 | 0.02 | 0 | 2.75 | 4.813 | 4.813 | 0.096 | 1.75 | 1.79 | 4.813 | 4.923 | Bright_white
21375 | 0.02 | 0 | 2.75 | 4.813 | 4.813 | 0.096 | 1.75 | 1.75 | 4.813 | 4.813 | Bright_white
21725 | 0.02 | 0 | 2.75 | 16.775 | 16.775 | 0.335 | 7.95 | 7.99 | 21.863 | 21.973 | Bright_white
21725 | 0.02 | 0 | 2.75 | 16.472 | 16.362 | 0.329 | 7.84 | 7.8 | 21.56 | 21.45 | Bright_white
21732 | 0.02 | 0 | 2.75 | 16.295 | 16.35 | 0.326 | 6.65 | 6.69 | 18.288 | 18.398 | Bright_white
21732 | 0.02 | 0 | 2.75 | 16.35 | 16.295 | 0.326 | 6.67 | 6.65 | 18.343 | 18.288 | Bright_white
21744 | 0.02 | 0 | 2.75 | 5.397 | 5.452 | 0.109 | 1.963 | 2.113 | 5.397 | 5.809 | Bright_white
21744 | 0.02 | 0 | 2.75 | 6.112 | 6.222 | 0.123 | 2.223 | 2.263 | 6.112 | 6.222 | Bright_white
21750 | 0.02 | 0 | 2.75 | 41.388 | 41.938 | 0.839 | 15.05 | 16.1 | 41.388 | 44.275 | Bright_white
21750 | 0.02 | -250 | 3 | 48.6 | 48.6 | 0.972 | 16.2 | 16.2 | 48.6 | 48.6 | Bright_white
21764 | 0.02 | 0 | 2.75 | 8.004 | 7.949 | 0.16 | 5.35 | 5.35 | 14.713 | 14.713 | Bright_white
21764 | 0.02 | 0 | 2.75 | 7.096 | 7.041 | 0.142 | 5.02 | 5 | 13.805 | 13.75 | Bright_white
21770 | 0.02 | -250 | 3 | 39.15 | 39.03 | 0.782 | 13.05 | 12.9 | 39.15 | 35.475 | Bright_white
21770 | 0.02 | 0 | 2.75 | 33.715 | 33.55 | 0.674 | 12.26 | 12.2 | 33.715 | 33.55 | Bright_white
21781 | 0.02 | 0 | 2.75 | 10.835 | 10.725 | 0.216 | 5.7 | 5.55 | 15.675 | 15.263 | Bright_white
21781 | 0.02 | 0 | 2.75 | 8.965 | 8.91 | 0.179 | 5.02 | 5 | 13.805 | 13.75 | Bright_white
21793 | 0.02 | 0 | 2.75 | 9.849 | 9.849 | 0.197 | 5 | 5.04 | 13.75 | 13.86 | Bright_white
21793 | 0.02 | 0 | 2.75 | 9.849 | 9.849 | 0.197 | 5 | 5 | 13.75 | 13.75 | Bright_white
21813 | 0.02 | 0 | 2.75 | 10.423 | 10.533 | 0.211 | 8.15 | 8.34 | 22.413 | 22.935 | Bright_white
21813 | 0.02 | 0 | 2.75 | 10.835 | 10.835 | 0.217 | 8.3 | 8.3 | 22.825 | 22.825 | Bright_white
21818 | 0.02 | 0 | 2.75 | 1.896 | 1.896 | 0.039 | 2 | 1.89 | 5.5 | 5.198 | Bright_white
21818 | 0.02 | 0 | 2.75 | 1.484 | 1.484 | 0.03 | 1.85 | 1.85 | 5.088 | 5.088 | Bright_white
21862 | 0.02 | 0 | 2.75 | 41.8 | 42.24 | 0.845 | 15.2 | 16.1 | 41.8 | 44.275 | Bright_white
21862 | 0.02 | -250 | 3 | 48.6 | 48.6 | 0.972 | 16.2 | 16.2 | 48.6 | 48.6 | Bright_white
21868 | 0.02 | 0 | 2.75 | 6.332 | 6.387 | 0.128 | 2.95 | 3.1 | 8.113 | 8.525 | Bright_white
21868 | 0.02 | 0 | 2.75 | 6.387 | 6.332 | 0.128 | 2.97 | 2.95 | 8.168 | 8.113 | Bright_white
21874 | 0.02 | 0 | 2.75 | 5.397 | 5.397 | 0.108 | 1.963 | 2.003 | 5.397 | 5.507 | Bright_white
21874 | 0.02 | 0 | 2.75 | 5.342 | 4.984 | 0.107 | 1.943 | 1.813 | 5.342 | 4.984 | Bright_white
21893 | 0.02 | 0 | 2.75 | 15.95 | 15.95 | 0.319 | 5.8 | 5.84 | 15.95 | 16.06 | Bright_white
21893 | 0.02 | 0 | 2.75 | 16.308 | 16.363 | 0.327 | 5.93 | 5.95 | 16.308 | 16.363 | Bright_white
21902 | 0.02 | 0 | 2.75 | 5.397 | 5.452 | 0.109 | 1.963 | 2.113 | 5.397 | 5.809 | Bright_white
21902 | 0.02 | 0 | 2.75 | 5.754 | 5.809 | 0.116 | 2.093 | 2.113 | 5.754 | 5.809 | Bright_white
21907 | 0.02 | 0 | 2.75 | 15.95 | 15.95 | 0.319 | 5.8 | 5.84 | 15.95 | 16.06 | Bright_white
21907 | 0.02 | 0 | 2.75 | 16.005 | 15.95 | 0.321 | 5.82 | 5.8 | 16.005 | 15.95 | Bright_white
21910 | 0.02 | 0 | 2.75 | 6.332 | 6.387 | 0.128 | 2.95 | 3.1 | 8.113 | 8.525 | Bright_white
21910 | 0.02 | 0 | 2.75 | 6.387 | 6.332 | 0.128 | 2.97 | 2.95 | 8.168 | 8.113 | Bright_white
21995 | 0.02 | 0 | 2.75 | 1.65 | 1.65 | 0.034 | 0.6 | 0.71 | 1.65 | 1.953 | Bright_white
21995 | 0.02 | 0 | 2.75 | 1.65 | 1.65 | 0.034 | 0.6 | 0.6 | 1.65 | 1.65 | Bright_white
22055 | 0.02 | 0 | 2.75 | 5.397 | 5.452 | 0.109 | 1.963 | 2.113 | 5.397 | 5.809 | Bright_white
22055 | 0.02 | 0 | 2.75 | 5.754 | 5.809 | 0.116 | 2.093 | 2.113 | 5.754 | 5.809 | Bright_white
22070 | 0.02 | 0 | 2.75 | 4.452 | 4.452 | 0.089 | 2.35 | 2.39 | 6.463 | 6.573 | Bright_white
22070 | 0.02 | 0 | 2.75 | 4.81 | 4.865 | 0.097 | 2.48 | 2.5 | 6.82 | 6.875 | Bright_white
22183 | 0.02 | 0 | 2.75 | 0.948 | 0.893 | 0.018 | 1 | 0.89 | 2.75 | 2.448 | Bright_white
22183 | 0.02 | 0 | 2.75 | 0.536 | 0.536 | 0.011 | 0.85 | 0.85 | 2.338 | 2.338 | Bright_white
24215 | 0.02 | 0 | 2.75 | 9.978 | 9.94 | 0.199 | 9.05 | 9.03 | 9.978 | 9.94 | Bright_white
24215 | 0.02 | 0 | 5.5 | 9.732 | 9.695 | 0.195 | 8.92 | 8.9 | 9.732 | 9.695 | Bright_white
24244 | 0.02 | 0 | 2.75 | 13.968 | 13.866 | 0.278 | 7.35 | 7.31 | 13.968 | 13.866 | Bright_white
24244 | 0.02 | 0 | 5.5 | 13.274 | 13.211 | 0.265 | 7.07 | 7.05 | 13.274 | 13.211 | Bright_white
24438 | 0.02 | 0 | 2.75 | 9.978 | 9.94 | 0.199 | 9.05 | 9.03 | 9.978 | 9.94 | Bright_white
24438 | 0.02 | 0 | 5.5 | 9.695 | 9.695 | 0.194 | 8.9 | 8.9 | 9.695 | 9.695 | Bright_white
24460 | 0.02 | 0 | 2.75 | 2.786 | 2.761 | 0.055 | 3.546 | 3.526 | 2.786 | 2.761 | Bright_white
24460 | 0.02 | 0 | 5.5 | 2.625 | 2.6 | 0.052 | 3.416 | 3.396 | 2.625 | 2.6 | Bright_white
24470 | 0.02 | 0 | 2.75 | 9.267 | 9.177 | 0.184 | 7.35 | 7.31 | 9.267 | 9.177 | Bright_white
24470 | 0.02 | 0 | 5.5 | 8.668 | 8.605 | 0.173 | 7.07 | 7.05 | 8.668 | 8.605 | Bright_white
24517 | 0.02 | 0 | 2.75 | 2.786 | 2.761 | 0.055 | 3.546 | 3.526 | 2.786 | 2.761 | Bright_white
24517 | 0.02 | 0 | 5.5 | 2.6 | 2.6 | 0.052 | 3.396 | 3.396 | 2.6 | 2.6 | Bright_white
24525 | 0.02 | 0 | 2.75 | 3.575 | 3.52 | 0.071 | 1.3 | 1.3 | 3.575 | 3.575 | Bright_white
24525 | 0.02 | 0 | 5.5 | 3.218 | 3.163 | 0.064 | 1.17 | 1.15 | 3.218 | 3.163 | Bright_white
24581 | 0.02 | 0 | 2.75 | 1.1 | 1.1 | 0.023 | 0.4 | 0.38 | 1.1 | 1.045 | Bright_white
24581 | 0.02 | 0 | 5.5 | 1.045 | 0.688 | 0.021 | 0.38 | 0.25 | 1.045 | 0.688 | Bright_white
24585 | 0.02 | 0 | 2.75 | 1.458 | 1.1 | 0.026 | 0.53 | 0.25 | 1.458 | 0.687 | Bright_white
24585 | 0.02 | 0 | 5.5 | 0.687 | 0.687 | 0.014 | 0.25 | 0.25 | 0.687 | 0.687 | Bright_white
24592 | 0.02 | 0 | 2.75 | 1.1 | 1.1 | 0.023 | 0.4 | 0.38 | 1.1 | 1.045 | Bright_white
24592 | 0.02 | 0 | 2.75 | 1.045 | 0.687 | 0.021 | 0.38 | 0.25 | 1.045 | 0.687 | Bright_white
24601 | 0.02 | 0 | 2.75 | 1.512 | 1.403 | 0.029 | 0.55 | 0.38 | 1.512 | 1.045 | Bright_white
24601 | 0.02 | 0 | 5.5 | 1.045 | 0.688 | 0.021 | 0.38 | 0.25 | 1.045 | 0.688 | Bright_white
24610 | 0.02 | 0 | 2.75 | 1.1 | 1.1 | 0.023 | 0.4 | 0.25 | 1.1 | 0.687 | Bright_white
24610 | 0.02 | 0 | 5.5 | 0.687 | 0.687 | 0.014 | 0.25 | 0.25 | 0.687 | 0.687 | Bright_white
24677 | 0.02 | 0 | 2.75 | 1.512 | 1.457 | 0.03 | 0.55 | 0.42 | 1.512 | 1.155 | Bright_white
24677 | 0.02 | 0 | 2.75 | 1.045 | 0.688 | 0.021 | 0.38 | 0.25 | 1.045 | 0.688 | Bright_white
27789 | 0.02 | 0 | 2.75 | 1.1 | 1.1 | 0.023 | 0.4 | 0.25 | 1.1 | 0.687 | Bright_white
27789 | 0.02 | 0 | 2.75 | 0.687 | 0.687 | 0.014 | 0.25 | 0.25 | 0.687 | 0.687 | Bright_white
28012 | 0.02 | 0 | 2.75 | 1.513 | 1.403 | 0.029 | 0.55 | 0.51 | 1.513 | 1.403 | Bright_white
28012 | 0.02 | 0 | 2.75 | 1.1 | 0.687 | 0.022 | 0.4 | 0.25 | 1.1 | 0.687 | Bright_white
28030 | 0.02 | 0 | 2.75 | 1.512 | 1.402 | 0.029 | 0.55 | 0.38 | 1.512 | 1.045 | Bright_white
28030 | 0.02 | 0 | 2.75 | 1.045 | 0.688 | 0.021 | 0.38 | 0.25 | 1.045 | 0.688 | Bright_white
21790 | 0.02 | 0 | 2.75 | 12.265 | 12.265 | 0.245 | 8.3 | 8.34 | 22.825 | 22.935 | Bright_white
21790 | 0.02 | 0 | 2.75 | 11.908 | 11.44 | 0.238 | 8.17 | 8 | 22.468 | 22 | Bright_white
21293 | 0.05 | 0 | 2.75 | 19.335 | 19.335 | 0.967 | 8.34 | 8.5 | 22.935 | 23.375 | Thermal Insulation 02
21299 | 0.05 | 0 | 2.75 | 40.288 | 40.288 | 2.014 | 14.65 | 14.6 | 40.288 | 40.15 | Thermal Insulation 02
21305 | 0.05 | 0 | 2.75 | 10.808 | 10.808 | 0.54 | 8.29 | 7.99 | 22.798 | 21.973 | Thermal Insulation 02
21309 | 0.05 | 0 | 2.75 | 35.858 | 35.858 | 1.793 | 16.5 | 16.4 | 45.375 | 45.1 | Thermal Insulation 02
21316 | 0.05 | 0 | 2.75 | 34.788 | 34.788 | 1.739 | 12.65 | 12.49 | 34.788 | 34.348 | Thermal Insulation 02
21340 | 0.05 | 0 | 2.75 | 27.285 | 27.285 | 1.364 | 12.69 | 12.49 | 34.898 | 34.348 | Thermal Insulation 02
21348 | 0.05 | 0 | 2.75 | 12.375 | 12.375 | 0.619 | 8.34 | 8.14 | 22.935 | 22.385 | Thermal Insulation 02
21371 | 0.05 | 0 | 2.75 | 10.808 | 10.808 | 0.54 | 8.29 | 7.99 | 22.798 | 21.973 | Thermal Insulation 02
21750 | 0.05 | 0 | 2.75 | 44.55 | 44.55 | 2.228 | 16.2 | 16.2 | 44.55 | 44.55 | Thermal Insulation 02
21764 | 0.05 | 0 | 2.75 | 8.004 | 8.004 | 0.4 | 5.35 | 5.19 | 14.713 | 14.273 | Thermal Insulation 02
21770 | 0.05 | 0 | 2.75 | 35.035 | 35.035 | 1.752 | 12.74 | 12.54 | 35.035 | 34.485 | Thermal Insulation 02
21781 | 0.05 | 0 | 2.75 | 9.873 | 9.873 | 0.494 | 5.35 | 5.15 | 14.713 | 14.163 | Thermal Insulation 02
21813 | 0.05 | 0 | 2.75 | 11.77 | 11.77 | 0.589 | 8.64 | 8.34 | 23.76 | 22.935 | Thermal Insulation 02
21862 | 0.05 | 0 | 2.75 | 44.55 | 44.55 | 2.228 | 16.2 | 16.2 | 44.55 | 44.55 | Thermal Insulation 02
21790 | 0.05 | 0 | 2.75 | 13.2 | 13.2 | 0.66 | 8.64 | 8.34 | 23.76 | 22.935 | Thermal Insulation 02

## Slab
Slab
Sign | Floor | ID | Height [m] | Thickness [m] | NetSideArea 1 [m2] | NetSideArea 2 [m2] | Gross volume [m3] | Net volume [m3] | Top material | Side material | Bottom material | Copies | Total:
| 2 | 21296 | 0 | -0.25 | 208.05 | 208.05 | 52.01 | 53.14 | Reinforced_concrete | Reinforced_concrete | Reinforced_concrete
Name | Value | Description | Categorize in IFC as:
ARCHline.XP Common
ArticleNumber |  | ArticleNumber | IfcLabel
Description |  | Description of the object | IfcLabel
Manufacturer |  | Manufacturer | IfcLabel
Name |  | IFC name of the object | IfcLabel
Price |  | Price | IfcLabel
Pset_SlabCommon
AcousticRating |  | Acoustic rating for this object. It is giving according to the national building code. It indicates the sound transmission resistance of this object by an index ration (instead of providing full sound absorbtion values). | IfcLabel
Combustible | No | Indication whether the object is made from combustible material (TRUE) or not (FALSE). | IfcBoolean
Compartmentation | No | Indication whether the object is designed to serve as a fire compartmentation (TRUE) or not (FALSE). | IfcBoolean
FireRating |  | Fire rating for this object. It is given according to the national fire safety classification. | IfcLabel
IsExternal | No | Indication whether the element is designed for use in the exterior (TRUE) or not (FALSE). If (TRUE) it is an external element and faces the outside of the building. | IfcBoolean
LoadBearing | No | Indicates whether the object is intended to carry loads (TRUE) or not (FALSE). | IfcBoolean
PitchAngle |  | Angle of the slab to the horizontal when used as a component for the roof (specified as 0 degrees or not asserted for cases where the slab is not used as a roof component). | IfcPlaneAngleMeasure
Reference |  | Reference ID for this specified type in this project (e.g. type 'A-1') | IfcIdentifier
SurfaceSpreadOfFlame |  | Indication on how the flames spread around the surface, It is given according to the national building code that governs the fire behaviour for materials. | IfcLabel
ThermalTransmittance | 6.200000 | Thermal transmittance coefficient (U-Value) of a material. Here the total thermal transmittance coefficient through the slab (including all materials). | IfcThermalTransmittanceMeasure
Quantities
GrossArea | 212.54 m² | Total area of the extruded area of the slab. The exact definition and calculation rules depend on the method of measurement used. | IfcQuantityArea
GrossVolume | 53.14 m³ | Total gross volume of the slab, not taking into account possible openings and recesses. The exact definition and calculation rules depend on the method of measurement used. | IfcQuantityVolume
GrossWeight |  | Total gross weight of the slab, not taking into account possible openings and recesses or projections. The exact definition and calculation rules depend on the method of measurement used. | IfcQuantityWeight
NetArea | 208.05 m² | Total area of the extruded area of the slab, taking into account possible slab openings. The exact definition and calculation rules depend on the method of measurement used. | IfcQuantityArea
NetVolume | 52.01 m³ | Total net volume of the slab, taking into account possible openings and recesses. The exact definition and calculation rules depend on the method of measurement used. | IfcQuantityVolume
NetWeight |  | Total net weight of the slab, taking into account possible openings and recesses or projections. The exact definition and calculation rules depend on the method of measurement used. | IfcQuantityWeight
NominalWidth | 250 mm | Total nominal (or average) width (or thickness) of the slab. The exact definition and calculation rules depend on the method of measurement used. | IfcQuantityLength
Perimeter | 61000 mm | Perimeter measured along the outer boundaries of the slab. The exact definition and calculation rules depend on the method of measurement used. | IfcQuantityLength
| 4 | 21356 | 0 | -0.25 | 148.44 | 148.44 | 37.11 | 37.13 | Reinforced_concrete | Reinforced_concrete | Reinforced_concrete
Name | Value | Description | Categorize in IFC as:
ARCHline.XP Common
ArticleNumber |  | ArticleNumber | IfcLabel
Description |  | Description of the object | IfcLabel
Manufacturer |  | Manufacturer | IfcLabel
Name |  | IFC name of the object | IfcLabel
Price |  | Price | IfcLabel
Pset_SlabCommon
AcousticRating |  | Acoustic rating for this object. It is giving according to the national building code. It indicates the sound transmission resistance of this object by an index ration (instead of providing full sound absorbtion values). | IfcLabel
Combustible | No | Indication whether the object is made from combustible material (TRUE) or not (FALSE). | IfcBoolean
Compartmentation | No | Indication whether the object is designed to serve as a fire compartmentation (TRUE) or not (FALSE). | IfcBoolean
FireRating |  | Fire rating for this object. It is given according to the national fire safety classification. | IfcLabel
IsExternal | No | Indication whether the element is designed for use in the exterior (TRUE) or not (FALSE). If (TRUE) it is an external element and faces the outside of the building. | IfcBoolean
LoadBearing | No | Indicates whether the object is intended to carry loads (TRUE) or not (FALSE). | IfcBoolean
PitchAngle |  | Angle of the slab to the horizontal when used as a component for the roof (specified as 0 degrees or not asserted for cases where the slab is not used as a roof component). | IfcPlaneAngleMeasure
Reference |  | Reference ID for this specified type in this project (e.g. type 'A-1') | IfcIdentifier
SurfaceSpreadOfFlame |  | Indication on how the flames spread around the surface, It is given according to the national building code that governs the fire behaviour for materials. | IfcLabel
ThermalTransmittance | 6.200000 | Thermal transmittance coefficient (U-Value) of a material. Here the total thermal transmittance coefficient through the slab (including all materials). | IfcThermalTransmittanceMeasure
Quantities
GrossArea | 148.5 m² | Total area of the extruded area of the slab. The exact definition and calculation rules depend on the method of measurement used. | IfcQuantityArea
GrossVolume | 37.13 m³ | Total gross volume of the slab, not taking into account possible openings and recesses. The exact definition and calculation rules depend on the method of measurement used. | IfcQuantityVolume
GrossWeight |  | Total gross weight of the slab, not taking into account possible openings and recesses or projections. The exact definition and calculation rules depend on the method of measurement used. | IfcQuantityWeight
NetArea | 148.44 m² | Total area of the extruded area of the slab, taking into account possible slab openings. The exact definition and calculation rules depend on the method of measurement used. | IfcQuantityArea
NetVolume | 37.11 m³ | Total net volume of the slab, taking into account possible openings and recesses. The exact definition and calculation rules depend on the method of measurement used. | IfcQuantityVolume
NetWeight |  | Total net weight of the slab, taking into account possible openings and recesses or projections. The exact definition and calculation rules depend on the method of measurement used. | IfcQuantityWeight
NominalWidth | 250 mm | Total nominal (or average) width (or thickness) of the slab. The exact definition and calculation rules depend on the method of measurement used. | IfcQuantityLength
Perimeter | 51000 mm | Perimeter measured along the outer boundaries of the slab. The exact definition and calculation rules depend on the method of measurement used. | IfcQuantityLength
Acabamentos\Madeira\Soalho pregado (22mm) | 3 | 21881 | 0 | 0.1 | 16.58 | 16.58 | 1.19 | 1.19 | Parquet_wood_08 | Parquet_wood_08 | White ceiling
Name | Value | Description | Categorize in IFC as:
ARCHline.XP Common
ArticleNumber |  | ArticleNumber | IfcLabel
Description |  | Description of the object | IfcLabel
Manufacturer |  | Manufacturer | IfcLabel
Name |  | IFC name of the object | IfcLabel
Price |  | Price | IfcLabel
Pset_SlabCommon
AcousticRating |  | Acoustic rating for this object. It is giving according to the national building code. It indicates the sound transmission resistance of this object by an index ration (instead of providing full sound absorbtion values). | IfcLabel
Combustible | No | Indication whether the object is made from combustible material (TRUE) or not (FALSE). | IfcBoolean
Compartmentation | No | Indication whether the object is designed to serve as a fire compartmentation (TRUE) or not (FALSE). | IfcBoolean
FireRating |  | Fire rating for this object. It is given according to the national fire safety classification. | IfcLabel
IsExternal | No | Indication whether the element is designed for use in the exterior (TRUE) or not (FALSE). If (TRUE) it is an external element and faces the outside of the building. | IfcBoolean
LoadBearing | No | Indicates whether the object is intended to carry loads (TRUE) or not (FALSE). | IfcBoolean
PitchAngle |  | Angle of the slab to the horizontal when used as a component for the roof (specified as 0 degrees or not asserted for cases where the slab is not used as a roof component). | IfcPlaneAngleMeasure
Reference |  | Reference ID for this specified type in this project (e.g. type 'A-1') | IfcIdentifier
SurfaceSpreadOfFlame |  | Indication on how the flames spread around the surface, It is given according to the national building code that governs the fire behaviour for materials. | IfcLabel
ThermalTransmittance | U-value: Not calculated | Thermal transmittance coefficient (U-Value) of a material. Here the total thermal transmittance coefficient through the slab (including all materials). | IfcThermalTransmittanceMeasure
Quantities
GrossArea | 16.58 m² | Total area of the extruded area of the slab. The exact definition and calculation rules depend on the method of measurement used. | IfcQuantityArea
GrossVolume | 1.19 m³ | Total gross volume of the slab, not taking into account possible openings and recesses. The exact definition and calculation rules depend on the method of measurement used. | IfcQuantityVolume
GrossWeight |  | Total gross weight of the slab, not taking into account possible openings and recesses or projections. The exact definition and calculation rules depend on the method of measurement used. | IfcQuantityWeight
NetArea | 16.58 m² | Total area of the extruded area of the slab, taking into account possible slab openings. The exact definition and calculation rules depend on the method of measurement used. | IfcQuantityArea
NetVolume | 1.19 m³ | Total net volume of the slab, taking into account possible openings and recesses. The exact definition and calculation rules depend on the method of measurement used. | IfcQuantityVolume
NetWeight |  | Total net weight of the slab, taking into account possible openings and recesses or projections. The exact definition and calculation rules depend on the method of measurement used. | IfcQuantityWeight
NominalWidth | 100 mm | Total nominal (or average) width (or thickness) of the slab. The exact definition and calculation rules depend on the method of measurement used. | IfcQuantityLength
Perimeter | 17525 mm | Perimeter measured along the outer boundaries of the slab. The exact definition and calculation rules depend on the method of measurement used. | IfcQuantityLength
| 3 | 21947 | 0 | 0.1 | 3.04 | 3.04 | 0.304 | 0.304 | Love Place Grey | Love Place Grey | White ceiling
Name | Value | Description | Categorize in IFC as:
ARCHline.XP Common
ArticleNumber |  | ArticleNumber | IfcLabel
Description |  | Description of the object | IfcLabel
Manufacturer |  | Manufacturer | IfcLabel
Name |  | IFC name of the object | IfcLabel
Price |  | Price | IfcLabel
Pset_SlabCommon
AcousticRating |  | Acoustic rating for this object. It is giving according to the national building code. It indicates the sound transmission resistance of this object by an index ration (instead of providing full sound absorbtion values). | IfcLabel
Combustible | No | Indication whether the object is made from combustible material (TRUE) or not (FALSE). | IfcBoolean
Compartmentation | No | Indication whether the object is designed to serve as a fire compartmentation (TRUE) or not (FALSE). | IfcBoolean
FireRating |  | Fire rating for this object. It is given according to the national fire safety classification. | IfcLabel
IsExternal | No | Indication whether the element is designed for use in the exterior (TRUE) or not (FALSE). If (TRUE) it is an external element and faces the outside of the building. | IfcBoolean
LoadBearing | No | Indicates whether the object is intended to carry loads (TRUE) or not (FALSE). | IfcBoolean
PitchAngle |  | Angle of the slab to the horizontal when used as a component for the roof (specified as 0 degrees or not asserted for cases where the slab is not used as a roof component). | IfcPlaneAngleMeasure
Reference |  | Reference ID for this specified type in this project (e.g. type 'A-1') | IfcIdentifier
SurfaceSpreadOfFlame |  | Indication on how the flames spread around the surface, It is given according to the national building code that governs the fire behaviour for materials. | IfcLabel
ThermalTransmittance | 3.126283 | Thermal transmittance coefficient (U-Value) of a material. Here the total thermal transmittance coefficient through the slab (including all materials). | IfcThermalTransmittanceMeasure
Quantities
GrossArea | 3.04 m² | Total area of the extruded area of the slab. The exact definition and calculation rules depend on the method of measurement used. | IfcQuantityArea
GrossVolume | 0.304 m³ | Total gross volume of the slab, not taking into account possible openings and recesses. The exact definition and calculation rules depend on the method of measurement used. | IfcQuantityVolume
GrossWeight |  | Total gross weight of the slab, not taking into account possible openings and recesses or projections. The exact definition and calculation rules depend on the method of measurement used. | IfcQuantityWeight
NetArea | 3.04 m² | Total area of the extruded area of the slab, taking into account possible slab openings. The exact definition and calculation rules depend on the method of measurement used. | IfcQuantityArea
NetVolume | 0.304 m³ | Total net volume of the slab, taking into account possible openings and recesses. The exact definition and calculation rules depend on the method of measurement used. | IfcQuantityVolume
NetWeight |  | Total net weight of the slab, taking into account possible openings and recesses or projections. The exact definition and calculation rules depend on the method of measurement used. | IfcQuantityWeight
NominalWidth | 100 mm | Total nominal (or average) width (or thickness) of the slab. The exact definition and calculation rules depend on the method of measurement used. | IfcQuantityLength
Perimeter | 7025 mm | Perimeter measured along the outer boundaries of the slab. The exact definition and calculation rules depend on the method of measurement used. | IfcQuantityLength
| 3 | 21990 | 0 | 0.1 | 16.52 | 16.52 | 1.65 | 1.65 | Parquet_wood_08 | Parquet_wood_08 | White ceiling
Name | Value | Description | Categorize in IFC as:
ARCHline.XP Common
ArticleNumber |  | ArticleNumber | IfcLabel
Description |  | Description of the object | IfcLabel
Manufacturer |  | Manufacturer | IfcLabel
Name |  | IFC name of the object | IfcLabel
Price |  | Price | IfcLabel
Pset_SlabCommon
AcousticRating |  | Acoustic rating for this object. It is giving according to the national building code. It indicates the sound transmission resistance of this object by an index ration (instead of providing full sound absorbtion values). | IfcLabel
Combustible | No | Indication whether the object is made from combustible material (TRUE) or not (FALSE). | IfcBoolean
Compartmentation | No | Indication whether the object is designed to serve as a fire compartmentation (TRUE) or not (FALSE). | IfcBoolean
FireRating |  | Fire rating for this object. It is given according to the national fire safety classification. | IfcLabel
IsExternal | No | Indication whether the element is designed for use in the exterior (TRUE) or not (FALSE). If (TRUE) it is an external element and faces the outside of the building. | IfcBoolean
LoadBearing | No | Indicates whether the object is intended to carry loads (TRUE) or not (FALSE). | IfcBoolean
PitchAngle |  | Angle of the slab to the horizontal when used as a component for the roof (specified as 0 degrees or not asserted for cases where the slab is not used as a roof component). | IfcPlaneAngleMeasure
Reference |  | Reference ID for this specified type in this project (e.g. type 'A-1') | IfcIdentifier
SurfaceSpreadOfFlame |  | Indication on how the flames spread around the surface, It is given according to the national building code that governs the fire behaviour for materials. | IfcLabel
ThermalTransmittance | U-value: Not calculated | Thermal transmittance coefficient (U-Value) of a material. Here the total thermal transmittance coefficient through the slab (including all materials). | IfcThermalTransmittanceMeasure
Quantities
GrossArea | 16.52 m² | Total area of the extruded area of the slab. The exact definition and calculation rules depend on the method of measurement used. | IfcQuantityArea
GrossVolume | 1.65 m³ | Total gross volume of the slab, not taking into account possible openings and recesses. The exact definition and calculation rules depend on the method of measurement used. | IfcQuantityVolume
GrossWeight |  | Total gross weight of the slab, not taking into account possible openings and recesses or projections. The exact definition and calculation rules depend on the method of measurement used. | IfcQuantityWeight
NetArea | 16.52 m² | Total area of the extruded area of the slab, taking into account possible slab openings. The exact definition and calculation rules depend on the method of measurement used. | IfcQuantityArea
NetVolume | 1.65 m³ | Total net volume of the slab, taking into account possible openings and recesses. The exact definition and calculation rules depend on the method of measurement used. | IfcQuantityVolume
NetWeight |  | Total net weight of the slab, taking into account possible openings and recesses or projections. The exact definition and calculation rules depend on the method of measurement used. | IfcQuantityWeight
NominalWidth | 100 mm | Total nominal (or average) width (or thickness) of the slab. The exact definition and calculation rules depend on the method of measurement used. | IfcQuantityLength
Perimeter | 17525 mm | Perimeter measured along the outer boundaries of the slab. The exact definition and calculation rules depend on the method of measurement used. | IfcQuantityLength
| 1 | 22106 | 0 | 0.1 | 30.38 | 30.38 | 3.04 | 3.04 | Love Place Grey | Love Place Grey | White ceiling
Name | Value | Description | Categorize in IFC as:
ARCHline.XP Common
ArticleNumber |  | ArticleNumber | IfcLabel
Description |  | Description of the object | IfcLabel
Manufacturer |  | Manufacturer | IfcLabel
Name |  | IFC name of the object | IfcLabel
Price |  | Price | IfcLabel
Pset_SlabCommon
AcousticRating |  | Acoustic rating for this object. It is giving according to the national building code. It indicates the sound transmission resistance of this object by an index ration (instead of providing full sound absorbtion values). | IfcLabel
Combustible | No | Indication whether the object is made from combustible material (TRUE) or not (FALSE). | IfcBoolean
Compartmentation | No | Indication whether the object is designed to serve as a fire compartmentation (TRUE) or not (FALSE). | IfcBoolean
FireRating |  | Fire rating for this object. It is given according to the national fire safety classification. | IfcLabel
IsExternal | No | Indication whether the element is designed for use in the exterior (TRUE) or not (FALSE). If (TRUE) it is an external element and faces the outside of the building. | IfcBoolean
LoadBearing | No | Indicates whether the object is intended to carry loads (TRUE) or not (FALSE). | IfcBoolean
PitchAngle |  | Angle of the slab to the horizontal when used as a component for the roof (specified as 0 degrees or not asserted for cases where the slab is not used as a roof component). | IfcPlaneAngleMeasure
Reference |  | Reference ID for this specified type in this project (e.g. type 'A-1') | IfcIdentifier
SurfaceSpreadOfFlame |  | Indication on how the flames spread around the surface, It is given according to the national building code that governs the fire behaviour for materials. | IfcLabel
ThermalTransmittance | 3.126283 | Thermal transmittance coefficient (U-Value) of a material. Here the total thermal transmittance coefficient through the slab (including all materials). | IfcThermalTransmittanceMeasure
Quantities
GrossArea | 30.38 m² | Total area of the extruded area of the slab. The exact definition and calculation rules depend on the method of measurement used. | IfcQuantityArea
GrossVolume | 3.04 m³ | Total gross volume of the slab, not taking into account possible openings and recesses. The exact definition and calculation rules depend on the method of measurement used. | IfcQuantityVolume
GrossWeight |  | Total gross weight of the slab, not taking into account possible openings and recesses or projections. The exact definition and calculation rules depend on the method of measurement used. | IfcQuantityWeight
NetArea | 30.38 m² | Total area of the extruded area of the slab, taking into account possible slab openings. The exact definition and calculation rules depend on the method of measurement used. | IfcQuantityArea
NetVolume | 3.04 m³ | Total net volume of the slab, taking into account possible openings and recesses. The exact definition and calculation rules depend on the method of measurement used. | IfcQuantityVolume
NetWeight |  | Total net weight of the slab, taking into account possible openings and recesses or projections. The exact definition and calculation rules depend on the method of measurement used. | IfcQuantityWeight
NominalWidth | 100 mm | Total nominal (or average) width (or thickness) of the slab. The exact definition and calculation rules depend on the method of measurement used. | IfcQuantityLength
Perimeter | 24165 mm | Perimeter measured along the outer boundaries of the slab. The exact definition and calculation rules depend on the method of measurement used. | IfcQuantityLength
Acabamentos\Madeira\Soalho pregado (22mm) | 3 | 22211 | 0 | 0.1 | 9.35 | 9.35 | 0.673 | 0.673 | Parquet_wood_08 | Parquet_wood_08 | White ceiling
Name | Value | Description | Categorize in IFC as:
ARCHline.XP Common
ArticleNumber |  | ArticleNumber | IfcLabel
Description |  | Description of the object | IfcLabel
Manufacturer |  | Manufacturer | IfcLabel
Name |  | IFC name of the object | IfcLabel
Price |  | Price | IfcLabel
Pset_SlabCommon
AcousticRating |  | Acoustic rating for this object. It is giving according to the national building code. It indicates the sound transmission resistance of this object by an index ration (instead of providing full sound absorbtion values). | IfcLabel
Combustible | No | Indication whether the object is made from combustible material (TRUE) or not (FALSE). | IfcBoolean
Compartmentation | No | Indication whether the object is designed to serve as a fire compartmentation (TRUE) or not (FALSE). | IfcBoolean
FireRating |  | Fire rating for this object. It is given according to the national fire safety classification. | IfcLabel
IsExternal | No | Indication whether the element is designed for use in the exterior (TRUE) or not (FALSE). If (TRUE) it is an external element and faces the outside of the building. | IfcBoolean
LoadBearing | No | Indicates whether the object is intended to carry loads (TRUE) or not (FALSE). | IfcBoolean
PitchAngle |  | Angle of the slab to the horizontal when used as a component for the roof (specified as 0 degrees or not asserted for cases where the slab is not used as a roof component). | IfcPlaneAngleMeasure
Reference |  | Reference ID for this specified type in this project (e.g. type 'A-1') | IfcIdentifier
SurfaceSpreadOfFlame |  | Indication on how the flames spread around the surface, It is given according to the national building code that governs the fire behaviour for materials. | IfcLabel
ThermalTransmittance | U-value: Not calculated | Thermal transmittance coefficient (U-Value) of a material. Here the total thermal transmittance coefficient through the slab (including all materials). | IfcThermalTransmittanceMeasure
Quantities
GrossArea | 9.35 m² | Total area of the extruded area of the slab. The exact definition and calculation rules depend on the method of measurement used. | IfcQuantityArea
GrossVolume | 0.673 m³ | Total gross volume of the slab, not taking into account possible openings and recesses. The exact definition and calculation rules depend on the method of measurement used. | IfcQuantityVolume
GrossWeight |  | Total gross weight of the slab, not taking into account possible openings and recesses or projections. The exact definition and calculation rules depend on the method of measurement used. | IfcQuantityWeight
NetArea | 9.35 m² | Total area of the extruded area of the slab, taking into account possible slab openings. The exact definition and calculation rules depend on the method of measurement used. | IfcQuantityArea
NetVolume | 0.673 m³ | Total net volume of the slab, taking into account possible openings and recesses. The exact definition and calculation rules depend on the method of measurement used. | IfcQuantityVolume
NetWeight |  | Total net weight of the slab, taking into account possible openings and recesses or projections. The exact definition and calculation rules depend on the method of measurement used. | IfcQuantityWeight
NominalWidth | 100 mm | Total nominal (or average) width (or thickness) of the slab. The exact definition and calculation rules depend on the method of measurement used. | IfcQuantityLength
Perimeter | 18225 mm | Perimeter measured along the outer boundaries of the slab. The exact definition and calculation rules depend on the method of measurement used. | IfcQuantityLength
| 1 | 23504 | 0 | 0.1 | 51.26 | 51.26 | 5.13 | 5.13 | Love Place Grey | Love Place Grey | White ceiling
Name | Value | Description | Categorize in IFC as:
ARCHline.XP Common
ArticleNumber |  | ArticleNumber | IfcLabel
Description |  | Description of the object | IfcLabel
Manufacturer |  | Manufacturer | IfcLabel
Name |  | IFC name of the object | IfcLabel
Price |  | Price | IfcLabel
Pset_SlabCommon
AcousticRating |  | Acoustic rating for this object. It is giving according to the national building code. It indicates the sound transmission resistance of this object by an index ration (instead of providing full sound absorbtion values). | IfcLabel
Combustible | No | Indication whether the object is made from combustible material (TRUE) or not (FALSE). | IfcBoolean
Compartmentation | No | Indication whether the object is designed to serve as a fire compartmentation (TRUE) or not (FALSE). | IfcBoolean
FireRating |  | Fire rating for this object. It is given according to the national fire safety classification. | IfcLabel
IsExternal | No | Indication whether the element is designed for use in the exterior (TRUE) or not (FALSE). If (TRUE) it is an external element and faces the outside of the building. | IfcBoolean
LoadBearing | No | Indicates whether the object is intended to carry loads (TRUE) or not (FALSE). | IfcBoolean
PitchAngle |  | Angle of the slab to the horizontal when used as a component for the roof (specified as 0 degrees or not asserted for cases where the slab is not used as a roof component). | IfcPlaneAngleMeasure
Reference |  | Reference ID for this specified type in this project (e.g. type 'A-1') | IfcIdentifier
SurfaceSpreadOfFlame |  | Indication on how the flames spread around the surface, It is given according to the national building code that governs the fire behaviour for materials. | IfcLabel
ThermalTransmittance | 3.126283 | Thermal transmittance coefficient (U-Value) of a material. Here the total thermal transmittance coefficient through the slab (including all materials). | IfcThermalTransmittanceMeasure
Quantities
GrossArea | 51.26 m² | Total area of the extruded area of the slab. The exact definition and calculation rules depend on the method of measurement used. | IfcQuantityArea
GrossVolume | 5.13 m³ | Total gross volume of the slab, not taking into account possible openings and recesses. The exact definition and calculation rules depend on the method of measurement used. | IfcQuantityVolume
GrossWeight |  | Total gross weight of the slab, not taking into account possible openings and recesses or projections. The exact definition and calculation rules depend on the method of measurement used. | IfcQuantityWeight
NetArea | 51.26 m² | Total area of the extruded area of the slab, taking into account possible slab openings. The exact definition and calculation rules depend on the method of measurement used. | IfcQuantityArea
NetVolume | 5.13 m³ | Total net volume of the slab, taking into account possible openings and recesses. The exact definition and calculation rules depend on the method of measurement used. | IfcQuantityVolume
NetWeight |  | Total net weight of the slab, taking into account possible openings and recesses or projections. The exact definition and calculation rules depend on the method of measurement used. | IfcQuantityWeight
NominalWidth | 100 mm | Total nominal (or average) width (or thickness) of the slab. The exact definition and calculation rules depend on the method of measurement used. | IfcQuantityLength
Perimeter | 29635 mm | Perimeter measured along the outer boundaries of the slab. The exact definition and calculation rules depend on the method of measurement used. | IfcQuantityLength
| 1 | 23853 | 0 | 0.1 | 8.26 | 8.26 | 0.826 | 0.826 | Love Place Grey | Love Place Grey | White ceiling
Name | Value | Description | Categorize in IFC as:
ARCHline.XP Common
ArticleNumber |  | ArticleNumber | IfcLabel
Description |  | Description of the object | IfcLabel
Manufacturer |  | Manufacturer | IfcLabel
Name |  | IFC name of the object | IfcLabel
Price |  | Price | IfcLabel
Pset_SlabCommon
AcousticRating |  | Acoustic rating for this object. It is giving according to the national building code. It indicates the sound transmission resistance of this object by an index ration (instead of providing full sound absorbtion values). | IfcLabel
Combustible | No | Indication whether the object is made from combustible material (TRUE) or not (FALSE). | IfcBoolean
Compartmentation | No | Indication whether the object is designed to serve as a fire compartmentation (TRUE) or not (FALSE). | IfcBoolean
FireRating |  | Fire rating for this object. It is given according to the national fire safety classification. | IfcLabel
IsExternal | No | Indication whether the element is designed for use in the exterior (TRUE) or not (FALSE). If (TRUE) it is an external element and faces the outside of the building. | IfcBoolean
LoadBearing | No | Indicates whether the object is intended to carry loads (TRUE) or not (FALSE). | IfcBoolean
PitchAngle |  | Angle of the slab to the horizontal when used as a component for the roof (specified as 0 degrees or not asserted for cases where the slab is not used as a roof component). | IfcPlaneAngleMeasure
Reference |  | Reference ID for this specified type in this project (e.g. type 'A-1') | IfcIdentifier
SurfaceSpreadOfFlame |  | Indication on how the flames spread around the surface, It is given according to the national building code that governs the fire behaviour for materials. | IfcLabel
ThermalTransmittance | 3.126283 | Thermal transmittance coefficient (U-Value) of a material. Here the total thermal transmittance coefficient through the slab (including all materials). | IfcThermalTransmittanceMeasure
Quantities
GrossArea | 8.26 m² | Total area of the extruded area of the slab. The exact definition and calculation rules depend on the method of measurement used. | IfcQuantityArea
GrossVolume | 0.826 m³ | Total gross volume of the slab, not taking into account possible openings and recesses. The exact definition and calculation rules depend on the method of measurement used. | IfcQuantityVolume
GrossWeight |  | Total gross weight of the slab, not taking into account possible openings and recesses or projections. The exact definition and calculation rules depend on the method of measurement used. | IfcQuantityWeight
NetArea | 8.26 m² | Total area of the extruded area of the slab, taking into account possible slab openings. The exact definition and calculation rules depend on the method of measurement used. | IfcQuantityArea
NetVolume | 0.826 m³ | Total net volume of the slab, taking into account possible openings and recesses. The exact definition and calculation rules depend on the method of measurement used. | IfcQuantityVolume
NetWeight |  | Total net weight of the slab, taking into account possible openings and recesses or projections. The exact definition and calculation rules depend on the method of measurement used. | IfcQuantityWeight
NominalWidth | 100 mm | Total nominal (or average) width (or thickness) of the slab. The exact definition and calculation rules depend on the method of measurement used. | IfcQuantityLength
Perimeter | 16040 mm | Perimeter measured along the outer boundaries of the slab. The exact definition and calculation rules depend on the method of measurement used. | IfcQuantityLength
| 1 | 24095 | 0 | 0.1 | 5.37 | 5.37 | 0.537 | 0.537 | Love Place Grey | Love Place Grey | White ceiling
Name | Value | Description | Categorize in IFC as:
ARCHline.XP Common
ArticleNumber |  | ArticleNumber | IfcLabel
Description |  | Description of the object | IfcLabel
Manufacturer |  | Manufacturer | IfcLabel
Name |  | IFC name of the object | IfcLabel
Price |  | Price | IfcLabel
Pset_SlabCommon
AcousticRating |  | Acoustic rating for this object. It is giving according to the national building code. It indicates the sound transmission resistance of this object by an index ration (instead of providing full sound absorbtion values). | IfcLabel
Combustible | No | Indication whether the object is made from combustible material (TRUE) or not (FALSE). | IfcBoolean
Compartmentation | No | Indication whether the object is designed to serve as a fire compartmentation (TRUE) or not (FALSE). | IfcBoolean
FireRating |  | Fire rating for this object. It is given according to the national fire safety classification. | IfcLabel
IsExternal | No | Indication whether the element is designed for use in the exterior (TRUE) or not (FALSE). If (TRUE) it is an external element and faces the outside of the building. | IfcBoolean
LoadBearing | No | Indicates whether the object is intended to carry loads (TRUE) or not (FALSE). | IfcBoolean
PitchAngle |  | Angle of the slab to the horizontal when used as a component for the roof (specified as 0 degrees or not asserted for cases where the slab is not used as a roof component). | IfcPlaneAngleMeasure
Reference |  | Reference ID for this specified type in this project (e.g. type 'A-1') | IfcIdentifier
SurfaceSpreadOfFlame |  | Indication on how the flames spread around the surface, It is given according to the national building code that governs the fire behaviour for materials. | IfcLabel
ThermalTransmittance | 3.126283 | Thermal transmittance coefficient (U-Value) of a material. Here the total thermal transmittance coefficient through the slab (including all materials). | IfcThermalTransmittanceMeasure
Quantities
GrossArea | 5.37 m² | Total area of the extruded area of the slab. The exact definition and calculation rules depend on the method of measurement used. | IfcQuantityArea
GrossVolume | 0.537 m³ | Total gross volume of the slab, not taking into account possible openings and recesses. The exact definition and calculation rules depend on the method of measurement used. | IfcQuantityVolume
GrossWeight |  | Total gross weight of the slab, not taking into account possible openings and recesses or projections. The exact definition and calculation rules depend on the method of measurement used. | IfcQuantityWeight
NetArea | 5.37 m² | Total area of the extruded area of the slab, taking into account possible slab openings. The exact definition and calculation rules depend on the method of measurement used. | IfcQuantityArea
NetVolume | 0.537 m³ | Total net volume of the slab, taking into account possible openings and recesses. The exact definition and calculation rules depend on the method of measurement used. | IfcQuantityVolume
NetWeight |  | Total net weight of the slab, taking into account possible openings and recesses or projections. The exact definition and calculation rules depend on the method of measurement used. | IfcQuantityWeight
NominalWidth | 100 mm | Total nominal (or average) width (or thickness) of the slab. The exact definition and calculation rules depend on the method of measurement used. | IfcQuantityLength
Perimeter | 9775 mm | Perimeter measured along the outer boundaries of the slab. The exact definition and calculation rules depend on the method of measurement used. | IfcQuantityLength
| 1 | 24331 | 0 | -0.25 | 182.97 | 182.97 | 45.74 | 45.74 | Reinforced_concrete | Reinforced_concrete | Reinforced_concrete
Name | Value | Description | Categorize in IFC as:
ARCHline.XP Common
ArticleNumber |  | ArticleNumber | IfcLabel
Description |  | Description of the object | IfcLabel
Manufacturer |  | Manufacturer | IfcLabel
Name |  | IFC name of the object | IfcLabel
Price |  | Price | IfcLabel
Pset_SlabCommon
AcousticRating |  | Acoustic rating for this object. It is giving according to the national building code. It indicates the sound transmission resistance of this object by an index ration (instead of providing full sound absorbtion values). | IfcLabel
Combustible | No | Indication whether the object is made from combustible material (TRUE) or not (FALSE). | IfcBoolean
Compartmentation | No | Indication whether the object is designed to serve as a fire compartmentation (TRUE) or not (FALSE). | IfcBoolean
FireRating |  | Fire rating for this object. It is given according to the national fire safety classification. | IfcLabel
IsExternal | No | Indication whether the element is designed for use in the exterior (TRUE) or not (FALSE). If (TRUE) it is an external element and faces the outside of the building. | IfcBoolean
LoadBearing | No | Indicates whether the object is intended to carry loads (TRUE) or not (FALSE). | IfcBoolean
PitchAngle |  | Angle of the slab to the horizontal when used as a component for the roof (specified as 0 degrees or not asserted for cases where the slab is not used as a roof component). | IfcPlaneAngleMeasure
Reference |  | Reference ID for this specified type in this project (e.g. type 'A-1') | IfcIdentifier
SurfaceSpreadOfFlame |  | Indication on how the flames spread around the surface, It is given according to the national building code that governs the fire behaviour for materials. | IfcLabel
ThermalTransmittance | 6.200000 | Thermal transmittance coefficient (U-Value) of a material. Here the total thermal transmittance coefficient through the slab (including all materials). | IfcThermalTransmittanceMeasure
Quantities
GrossArea | 182.97 m² | Total area of the extruded area of the slab. The exact definition and calculation rules depend on the method of measurement used. | IfcQuantityArea
GrossVolume | 45.74 m³ | Total gross volume of the slab, not taking into account possible openings and recesses. The exact definition and calculation rules depend on the method of measurement used. | IfcQuantityVolume
GrossWeight |  | Total gross weight of the slab, not taking into account possible openings and recesses or projections. The exact definition and calculation rules depend on the method of measurement used. | IfcQuantityWeight
NetArea | 182.97 m² | Total area of the extruded area of the slab, taking into account possible slab openings. The exact definition and calculation rules depend on the method of measurement used. | IfcQuantityArea
NetVolume | 45.74 m³ | Total net volume of the slab, taking into account possible openings and recesses. The exact definition and calculation rules depend on the method of measurement used. | IfcQuantityVolume
NetWeight |  | Total net weight of the slab, taking into account possible openings and recesses or projections. The exact definition and calculation rules depend on the method of measurement used. | IfcQuantityWeight
NominalWidth | 250 mm | Total nominal (or average) width (or thickness) of the slab. The exact definition and calculation rules depend on the method of measurement used. | IfcQuantityLength
Perimeter | 58000 mm | Perimeter measured along the outer boundaries of the slab. The exact definition and calculation rules depend on the method of measurement used. | IfcQuantityLength
| 3 | 24477 | 0 | 0.1 | 3.25 | 3.25 | 0.325 | 0.325 | Love Place Grey | Love Place Grey | White ceiling
Name | Value | Description | Categorize in IFC as:
ARCHline.XP Common
ArticleNumber |  | ArticleNumber | IfcLabel
Description |  | Description of the object | IfcLabel
Manufacturer |  | Manufacturer | IfcLabel
Name |  | IFC name of the object | IfcLabel
Price |  | Price | IfcLabel
Pset_SlabCommon
AcousticRating |  | Acoustic rating for this object. It is giving according to the national building code. It indicates the sound transmission resistance of this object by an index ration (instead of providing full sound absorbtion values). | IfcLabel
Combustible | No | Indication whether the object is made from combustible material (TRUE) or not (FALSE). | IfcBoolean
Compartmentation | No | Indication whether the object is designed to serve as a fire compartmentation (TRUE) or not (FALSE). | IfcBoolean
FireRating |  | Fire rating for this object. It is given according to the national fire safety classification. | IfcLabel
IsExternal | No | Indication whether the element is designed for use in the exterior (TRUE) or not (FALSE). If (TRUE) it is an external element and faces the outside of the building. | IfcBoolean
LoadBearing | No | Indicates whether the object is intended to carry loads (TRUE) or not (FALSE). | IfcBoolean
PitchAngle |  | Angle of the slab to the horizontal when used as a component for the roof (specified as 0 degrees or not asserted for cases where the slab is not used as a roof component). | IfcPlaneAngleMeasure
Reference |  | Reference ID for this specified type in this project (e.g. type 'A-1') | IfcIdentifier
SurfaceSpreadOfFlame |  | Indication on how the flames spread around the surface, It is given according to the national building code that governs the fire behaviour for materials. | IfcLabel
ThermalTransmittance | 3.126283 | Thermal transmittance coefficient (U-Value) of a material. Here the total thermal transmittance coefficient through the slab (including all materials). | IfcThermalTransmittanceMeasure
Quantities
GrossArea | 3.25 m² | Total area of the extruded area of the slab. The exact definition and calculation rules depend on the method of measurement used. | IfcQuantityArea
GrossVolume | 0.325 m³ | Total gross volume of the slab, not taking into account possible openings and recesses. The exact definition and calculation rules depend on the method of measurement used. | IfcQuantityVolume
GrossWeight |  | Total gross weight of the slab, not taking into account possible openings and recesses or projections. The exact definition and calculation rules depend on the method of measurement used. | IfcQuantityWeight
NetArea | 3.25 m² | Total area of the extruded area of the slab, taking into account possible slab openings. The exact definition and calculation rules depend on the method of measurement used. | IfcQuantityArea
NetVolume | 0.325 m³ | Total net volume of the slab, taking into account possible openings and recesses. The exact definition and calculation rules depend on the method of measurement used. | IfcQuantityVolume
NetWeight |  | Total net weight of the slab, taking into account possible openings and recesses or projections. The exact definition and calculation rules depend on the method of measurement used. | IfcQuantityWeight
NominalWidth | 100 mm | Total nominal (or average) width (or thickness) of the slab. The exact definition and calculation rules depend on the method of measurement used. | IfcQuantityLength
Perimeter | 7235.6 mm | Perimeter measured along the outer boundaries of the slab. The exact definition and calculation rules depend on the method of measurement used. | IfcQuantityLength
Acabamentos\Madeira\Soalho pregado (22mm) | 3 | 24492 | 0 | 0.1 | 16.58 | 16.58 | 1.19 | 1.19 | Parquet_wood_08 | Parquet_wood_08 | White ceiling
Name | Value | Description | Categorize in IFC as:
ARCHline.XP Common
ArticleNumber |  | ArticleNumber | IfcLabel
Description |  | Description of the object | IfcLabel
Manufacturer |  | Manufacturer | IfcLabel
Name |  | IFC name of the object | IfcLabel
Price |  | Price | IfcLabel
Pset_SlabCommon
AcousticRating |  | Acoustic rating for this object. It is giving according to the national building code. It indicates the sound transmission resistance of this object by an index ration (instead of providing full sound absorbtion values). | IfcLabel
Combustible | No | Indication whether the object is made from combustible material (TRUE) or not (FALSE). | IfcBoolean
Compartmentation | No | Indication whether the object is designed to serve as a fire compartmentation (TRUE) or not (FALSE). | IfcBoolean
FireRating |  | Fire rating for this object. It is given according to the national fire safety classification. | IfcLabel
IsExternal | No | Indication whether the element is designed for use in the exterior (TRUE) or not (FALSE). If (TRUE) it is an external element and faces the outside of the building. | IfcBoolean
LoadBearing | No | Indicates whether the object is intended to carry loads (TRUE) or not (FALSE). | IfcBoolean
PitchAngle |  | Angle of the slab to the horizontal when used as a component for the roof (specified as 0 degrees or not asserted for cases where the slab is not used as a roof component). | IfcPlaneAngleMeasure
Reference |  | Reference ID for this specified type in this project (e.g. type 'A-1') | IfcIdentifier
SurfaceSpreadOfFlame |  | Indication on how the flames spread around the surface, It is given according to the national building code that governs the fire behaviour for materials. | IfcLabel
ThermalTransmittance | U-value: Not calculated | Thermal transmittance coefficient (U-Value) of a material. Here the total thermal transmittance coefficient through the slab (including all materials). | IfcThermalTransmittanceMeasure
Quantities
GrossArea | 16.58 m² | Total area of the extruded area of the slab. The exact definition and calculation rules depend on the method of measurement used. | IfcQuantityArea
GrossVolume | 1.19 m³ | Total gross volume of the slab, not taking into account possible openings and recesses. The exact definition and calculation rules depend on the method of measurement used. | IfcQuantityVolume
GrossWeight |  | Total gross weight of the slab, not taking into account possible openings and recesses or projections. The exact definition and calculation rules depend on the method of measurement used. | IfcQuantityWeight
NetArea | 16.58 m² | Total area of the extruded area of the slab, taking into account possible slab openings. The exact definition and calculation rules depend on the method of measurement used. | IfcQuantityArea
NetVolume | 1.19 m³ | Total net volume of the slab, taking into account possible openings and recesses. The exact definition and calculation rules depend on the method of measurement used. | IfcQuantityVolume
NetWeight |  | Total net weight of the slab, taking into account possible openings and recesses or projections. The exact definition and calculation rules depend on the method of measurement used. | IfcQuantityWeight
NominalWidth | 100 mm | Total nominal (or average) width (or thickness) of the slab. The exact definition and calculation rules depend on the method of measurement used. | IfcQuantityLength
Perimeter | 17525 mm | Perimeter measured along the outer boundaries of the slab. The exact definition and calculation rules depend on the method of measurement used. | IfcQuantityLength
| 1 | 24526 | 0 | 0.1 | 33.78 | 33.78 | 3.38 | 3.38 | Love Place Grey | Love Place Grey | White ceiling
Name | Value | Description | Categorize in IFC as:
ARCHline.XP Common
ArticleNumber |  | ArticleNumber | IfcLabel
Description |  | Description of the object | IfcLabel
Manufacturer |  | Manufacturer | IfcLabel
Name |  | IFC name of the object | IfcLabel
Price |  | Price | IfcLabel
Pset_SlabCommon
AcousticRating |  | Acoustic rating for this object. It is giving according to the national building code. It indicates the sound transmission resistance of this object by an index ration (instead of providing full sound absorbtion values). | IfcLabel
Combustible | No | Indication whether the object is made from combustible material (TRUE) or not (FALSE). | IfcBoolean
Compartmentation | No | Indication whether the object is designed to serve as a fire compartmentation (TRUE) or not (FALSE). | IfcBoolean
FireRating |  | Fire rating for this object. It is given according to the national fire safety classification. | IfcLabel
IsExternal | No | Indication whether the element is designed for use in the exterior (TRUE) or not (FALSE). If (TRUE) it is an external element and faces the outside of the building. | IfcBoolean
LoadBearing | No | Indicates whether the object is intended to carry loads (TRUE) or not (FALSE). | IfcBoolean
PitchAngle |  | Angle of the slab to the horizontal when used as a component for the roof (specified as 0 degrees or not asserted for cases where the slab is not used as a roof component). | IfcPlaneAngleMeasure
Reference |  | Reference ID for this specified type in this project (e.g. type 'A-1') | IfcIdentifier
SurfaceSpreadOfFlame |  | Indication on how the flames spread around the surface, It is given according to the national building code that governs the fire behaviour for materials. | IfcLabel
ThermalTransmittance | 3.126283 | Thermal transmittance coefficient (U-Value) of a material. Here the total thermal transmittance coefficient through the slab (including all materials). | IfcThermalTransmittanceMeasure
Quantities
GrossArea | 33.78 m² | Total area of the extruded area of the slab. The exact definition and calculation rules depend on the method of measurement used. | IfcQuantityArea
GrossVolume | 3.38 m³ | Total gross volume of the slab, not taking into account possible openings and recesses. The exact definition and calculation rules depend on the method of measurement used. | IfcQuantityVolume
GrossWeight |  | Total gross weight of the slab, not taking into account possible openings and recesses or projections. The exact definition and calculation rules depend on the method of measurement used. | IfcQuantityWeight
NetArea | 33.78 m² | Total area of the extruded area of the slab, taking into account possible slab openings. The exact definition and calculation rules depend on the method of measurement used. | IfcQuantityArea
NetVolume | 3.38 m³ | Total net volume of the slab, taking into account possible openings and recesses. The exact definition and calculation rules depend on the method of measurement used. | IfcQuantityVolume
NetWeight |  | Total net weight of the slab, taking into account possible openings and recesses or projections. The exact definition and calculation rules depend on the method of measurement used. | IfcQuantityWeight
NominalWidth | 100 mm | Total nominal (or average) width (or thickness) of the slab. The exact definition and calculation rules depend on the method of measurement used. | IfcQuantityLength
Perimeter | 23700 mm | Perimeter measured along the outer boundaries of the slab. The exact definition and calculation rules depend on the method of measurement used. | IfcQuantityLength
| 1 | 24528 | 0 | 0.1 | 27.5 | 27.5 | 2.75 | 2.75 | Love Place Grey | Love Place Grey | White ceiling
Name | Value | Description | Categorize in IFC as:
ARCHline.XP Common
ArticleNumber |  | ArticleNumber | IfcLabel
Description |  | Description of the object | IfcLabel
Manufacturer |  | Manufacturer | IfcLabel
Name |  | IFC name of the object | IfcLabel
Price |  | Price | IfcLabel
Pset_SlabCommon
AcousticRating |  | Acoustic rating for this object. It is giving according to the national building code. It indicates the sound transmission resistance of this object by an index ration (instead of providing full sound absorbtion values). | IfcLabel
Combustible | No | Indication whether the object is made from combustible material (TRUE) or not (FALSE). | IfcBoolean
Compartmentation | No | Indication whether the object is designed to serve as a fire compartmentation (TRUE) or not (FALSE). | IfcBoolean
FireRating |  | Fire rating for this object. It is given according to the national fire safety classification. | IfcLabel
IsExternal | No | Indication whether the element is designed for use in the exterior (TRUE) or not (FALSE). If (TRUE) it is an external element and faces the outside of the building. | IfcBoolean
LoadBearing | No | Indicates whether the object is intended to carry loads (TRUE) or not (FALSE). | IfcBoolean
PitchAngle |  | Angle of the slab to the horizontal when used as a component for the roof (specified as 0 degrees or not asserted for cases where the slab is not used as a roof component). | IfcPlaneAngleMeasure
Reference |  | Reference ID for this specified type in this project (e.g. type 'A-1') | IfcIdentifier
SurfaceSpreadOfFlame |  | Indication on how the flames spread around the surface, It is given according to the national building code that governs the fire behaviour for materials. | IfcLabel
ThermalTransmittance | 3.126283 | Thermal transmittance coefficient (U-Value) of a material. Here the total thermal transmittance coefficient through the slab (including all materials). | IfcThermalTransmittanceMeasure
Quantities
GrossArea | 27.5 m² | Total area of the extruded area of the slab. The exact definition and calculation rules depend on the method of measurement used. | IfcQuantityArea
GrossVolume | 2.75 m³ | Total gross volume of the slab, not taking into account possible openings and recesses. The exact definition and calculation rules depend on the method of measurement used. | IfcQuantityVolume
GrossWeight |  | Total gross weight of the slab, not taking into account possible openings and recesses or projections. The exact definition and calculation rules depend on the method of measurement used. | IfcQuantityWeight
NetArea | 27.5 m² | Total area of the extruded area of the slab, taking into account possible slab openings. The exact definition and calculation rules depend on the method of measurement used. | IfcQuantityArea
NetVolume | 2.75 m³ | Total net volume of the slab, taking into account possible openings and recesses. The exact definition and calculation rules depend on the method of measurement used. | IfcQuantityVolume
NetWeight |  | Total net weight of the slab, taking into account possible openings and recesses or projections. The exact definition and calculation rules depend on the method of measurement used. | IfcQuantityWeight
NominalWidth | 100 mm | Total nominal (or average) width (or thickness) of the slab. The exact definition and calculation rules depend on the method of measurement used. | IfcQuantityLength
Perimeter | 21000 mm | Perimeter measured along the outer boundaries of the slab. The exact definition and calculation rules depend on the method of measurement used. | IfcQuantityLength
Acabamentos\Madeira\Soalho pregado (22mm) | 3 | 24870 | 0 | 0.1 | 24.41 | 24.41 | 1.76 | 1.76 | Parquet_wood_08 | Concrete3 | White ceiling
Name | Value | Description | Categorize in IFC as:
ARCHline.XP Common
ArticleNumber |  | ArticleNumber | IfcLabel
Description |  | Description of the object | IfcLabel
Manufacturer |  | Manufacturer | IfcLabel
Name |  | IFC name of the object | IfcLabel
Price |  | Price | IfcLabel
Pset_SlabCommon
AcousticRating |  | Acoustic rating for this object. It is giving according to the national building code. It indicates the sound transmission resistance of this object by an index ration (instead of providing full sound absorbtion values). | IfcLabel
Combustible | No | Indication whether the object is made from combustible material (TRUE) or not (FALSE). | IfcBoolean
Compartmentation | No | Indication whether the object is designed to serve as a fire compartmentation (TRUE) or not (FALSE). | IfcBoolean
FireRating |  | Fire rating for this object. It is given according to the national fire safety classification. | IfcLabel
IsExternal | No | Indication whether the element is designed for use in the exterior (TRUE) or not (FALSE). If (TRUE) it is an external element and faces the outside of the building. | IfcBoolean
LoadBearing | No | Indicates whether the object is intended to carry loads (TRUE) or not (FALSE). | IfcBoolean
PitchAngle |  | Angle of the slab to the horizontal when used as a component for the roof (specified as 0 degrees or not asserted for cases where the slab is not used as a roof component). | IfcPlaneAngleMeasure
Reference |  | Reference ID for this specified type in this project (e.g. type 'A-1') | IfcIdentifier
SurfaceSpreadOfFlame |  | Indication on how the flames spread around the surface, It is given according to the national building code that governs the fire behaviour for materials. | IfcLabel
ThermalTransmittance | U-value: Not calculated | Thermal transmittance coefficient (U-Value) of a material. Here the total thermal transmittance coefficient through the slab (including all materials). | IfcThermalTransmittanceMeasure
Quantities
GrossArea | 24.41 m² | Total area of the extruded area of the slab. The exact definition and calculation rules depend on the method of measurement used. | IfcQuantityArea
GrossVolume | 1.76 m³ | Total gross volume of the slab, not taking into account possible openings and recesses. The exact definition and calculation rules depend on the method of measurement used. | IfcQuantityVolume
GrossWeight |  | Total gross weight of the slab, not taking into account possible openings and recesses or projections. The exact definition and calculation rules depend on the method of measurement used. | IfcQuantityWeight
NetArea | 24.41 m² | Total area of the extruded area of the slab, taking into account possible slab openings. The exact definition and calculation rules depend on the method of measurement used. | IfcQuantityArea
NetVolume | 1.76 m³ | Total net volume of the slab, taking into account possible openings and recesses. The exact definition and calculation rules depend on the method of measurement used. | IfcQuantityVolume
NetWeight |  | Total net weight of the slab, taking into account possible openings and recesses or projections. The exact definition and calculation rules depend on the method of measurement used. | IfcQuantityWeight
NominalWidth | 100 mm | Total nominal (or average) width (or thickness) of the slab. The exact definition and calculation rules depend on the method of measurement used. | IfcQuantityLength
Perimeter | 27050 mm | Perimeter measured along the outer boundaries of the slab. The exact definition and calculation rules depend on the method of measurement used. | IfcQuantityLength
Acabamentos\Madeira\Soalho pregado (22mm) | 2 | 32214 | 0 | 0.1 | 63.62 | 63.62 | 4.58 | 4.58 | Parquet_wood_08 | Parquet_wood_08 | White ceiling
Name | Value | Description | Categorize in IFC as:
ARCHline.XP Common
ArticleNumber |  | ArticleNumber | IfcLabel
Description |  | Description of the object | IfcLabel
Manufacturer |  | Manufacturer | IfcLabel
Name |  | IFC name of the object | IfcLabel
Price |  | Price | IfcLabel
Pset_SlabCommon
AcousticRating |  | Acoustic rating for this object. It is giving according to the national building code. It indicates the sound transmission resistance of this object by an index ration (instead of providing full sound absorbtion values). | IfcLabel
Combustible | No | Indication whether the object is made from combustible material (TRUE) or not (FALSE). | IfcBoolean
Compartmentation | No | Indication whether the object is designed to serve as a fire compartmentation (TRUE) or not (FALSE). | IfcBoolean
FireRating |  | Fire rating for this object. It is given according to the national fire safety classification. | IfcLabel
IsExternal | No | Indication whether the element is designed for use in the exterior (TRUE) or not (FALSE). If (TRUE) it is an external element and faces the outside of the building. | IfcBoolean
LoadBearing | No | Indicates whether the object is intended to carry loads (TRUE) or not (FALSE). | IfcBoolean
PitchAngle |  | Angle of the slab to the horizontal when used as a component for the roof (specified as 0 degrees or not asserted for cases where the slab is not used as a roof component). | IfcPlaneAngleMeasure
Reference |  | Reference ID for this specified type in this project (e.g. type 'A-1') | IfcIdentifier
SurfaceSpreadOfFlame |  | Indication on how the flames spread around the surface, It is given according to the national building code that governs the fire behaviour for materials. | IfcLabel
ThermalTransmittance | U-value: Not calculated | Thermal transmittance coefficient (U-Value) of a material. Here the total thermal transmittance coefficient through the slab (including all materials). | IfcThermalTransmittanceMeasure
Quantities
GrossArea | 63.62 m² | Total area of the extruded area of the slab. The exact definition and calculation rules depend on the method of measurement used. | IfcQuantityArea
GrossVolume | 4.58 m³ | Total gross volume of the slab, not taking into account possible openings and recesses. The exact definition and calculation rules depend on the method of measurement used. | IfcQuantityVolume
GrossWeight |  | Total gross weight of the slab, not taking into account possible openings and recesses or projections. The exact definition and calculation rules depend on the method of measurement used. | IfcQuantityWeight
NetArea | 63.62 m² | Total area of the extruded area of the slab, taking into account possible slab openings. The exact definition and calculation rules depend on the method of measurement used. | IfcQuantityArea
NetVolume | 4.58 m³ | Total net volume of the slab, taking into account possible openings and recesses. The exact definition and calculation rules depend on the method of measurement used. | IfcQuantityVolume
NetWeight |  | Total net weight of the slab, taking into account possible openings and recesses or projections. The exact definition and calculation rules depend on the method of measurement used. | IfcQuantityWeight
NominalWidth | 100 mm | Total nominal (or average) width (or thickness) of the slab. The exact definition and calculation rules depend on the method of measurement used. | IfcQuantityLength
Perimeter | 36600 mm | Perimeter measured along the outer boundaries of the slab. The exact definition and calculation rules depend on the method of measurement used. | IfcQuantityLength
Acabamentos\Madeira\Soalho pregado (22mm) | 2 | 32429 | 0 | 0.1 | 2.34 | 2.34 | 0.168 | 0.168 | Parquet_wood_08 | Parquet_wood_08 | White ceiling
Name | Value | Description | Categorize in IFC as:
ARCHline.XP Common
ArticleNumber |  | ArticleNumber | IfcLabel
Description |  | Description of the object | IfcLabel
Manufacturer |  | Manufacturer | IfcLabel
Name |  | IFC name of the object | IfcLabel
Price |  | Price | IfcLabel
Pset_SlabCommon
AcousticRating |  | Acoustic rating for this object. It is giving according to the national building code. It indicates the sound transmission resistance of this object by an index ration (instead of providing full sound absorbtion values). | IfcLabel
Combustible | No | Indication whether the object is made from combustible material (TRUE) or not (FALSE). | IfcBoolean
Compartmentation | No | Indication whether the object is designed to serve as a fire compartmentation (TRUE) or not (FALSE). | IfcBoolean
FireRating |  | Fire rating for this object. It is given according to the national fire safety classification. | IfcLabel
IsExternal | No | Indication whether the element is designed for use in the exterior (TRUE) or not (FALSE). If (TRUE) it is an external element and faces the outside of the building. | IfcBoolean
LoadBearing | No | Indicates whether the object is intended to carry loads (TRUE) or not (FALSE). | IfcBoolean
PitchAngle |  | Angle of the slab to the horizontal when used as a component for the roof (specified as 0 degrees or not asserted for cases where the slab is not used as a roof component). | IfcPlaneAngleMeasure
Reference |  | Reference ID for this specified type in this project (e.g. type 'A-1') | IfcIdentifier
SurfaceSpreadOfFlame |  | Indication on how the flames spread around the surface, It is given according to the national building code that governs the fire behaviour for materials. | IfcLabel
ThermalTransmittance | U-value: Not calculated | Thermal transmittance coefficient (U-Value) of a material. Here the total thermal transmittance coefficient through the slab (including all materials). | IfcThermalTransmittanceMeasure
Quantities
GrossArea | 2.34 m² | Total area of the extruded area of the slab. The exact definition and calculation rules depend on the method of measurement used. | IfcQuantityArea
GrossVolume | 0.168 m³ | Total gross volume of the slab, not taking into account possible openings and recesses. The exact definition and calculation rules depend on the method of measurement used. | IfcQuantityVolume
GrossWeight |  | Total gross weight of the slab, not taking into account possible openings and recesses or projections. The exact definition and calculation rules depend on the method of measurement used. | IfcQuantityWeight
NetArea | 2.34 m² | Total area of the extruded area of the slab, taking into account possible slab openings. The exact definition and calculation rules depend on the method of measurement used. | IfcQuantityArea
NetVolume | 0.168 m³ | Total net volume of the slab, taking into account possible openings and recesses. The exact definition and calculation rules depend on the method of measurement used. | IfcQuantityVolume
NetWeight |  | Total net weight of the slab, taking into account possible openings and recesses or projections. The exact definition and calculation rules depend on the method of measurement used. | IfcQuantityWeight
NominalWidth | 100 mm | Total nominal (or average) width (or thickness) of the slab. The exact definition and calculation rules depend on the method of measurement used. | IfcQuantityLength
Perimeter | 6300 mm | Perimeter measured along the outer boundaries of the slab. The exact definition and calculation rules depend on the method of measurement used. | IfcQuantityLength
| 2 | 32617 | 0 | 0.1 | 23.76 | 23.76 | 2.38 | 2.38 | Love Place Grey | Love Place Grey | White ceiling
Name | Value | Description | Categorize in IFC as:
ARCHline.XP Common
ArticleNumber |  | ArticleNumber | IfcLabel
Description |  | Description of the object | IfcLabel
Manufacturer |  | Manufacturer | IfcLabel
Name |  | IFC name of the object | IfcLabel
Price |  | Price | IfcLabel
Pset_SlabCommon
AcousticRating |  | Acoustic rating for this object. It is giving according to the national building code. It indicates the sound transmission resistance of this object by an index ration (instead of providing full sound absorbtion values). | IfcLabel
Combustible | No | Indication whether the object is made from combustible material (TRUE) or not (FALSE). | IfcBoolean
Compartmentation | No | Indication whether the object is designed to serve as a fire compartmentation (TRUE) or not (FALSE). | IfcBoolean
FireRating |  | Fire rating for this object. It is given according to the national fire safety classification. | IfcLabel
IsExternal | No | Indication whether the element is designed for use in the exterior (TRUE) or not (FALSE). If (TRUE) it is an external element and faces the outside of the building. | IfcBoolean
LoadBearing | No | Indicates whether the object is intended to carry loads (TRUE) or not (FALSE). | IfcBoolean
PitchAngle |  | Angle of the slab to the horizontal when used as a component for the roof (specified as 0 degrees or not asserted for cases where the slab is not used as a roof component). | IfcPlaneAngleMeasure
Reference |  | Reference ID for this specified type in this project (e.g. type 'A-1') | IfcIdentifier
SurfaceSpreadOfFlame |  | Indication on how the flames spread around the surface, It is given according to the national building code that governs the fire behaviour for materials. | IfcLabel
ThermalTransmittance | 3.126283 | Thermal transmittance coefficient (U-Value) of a material. Here the total thermal transmittance coefficient through the slab (including all materials). | IfcThermalTransmittanceMeasure
Quantities
GrossArea | 23.76 m² | Total area of the extruded area of the slab. The exact definition and calculation rules depend on the method of measurement used. | IfcQuantityArea
GrossVolume | 2.38 m³ | Total gross volume of the slab, not taking into account possible openings and recesses. The exact definition and calculation rules depend on the method of measurement used. | IfcQuantityVolume
GrossWeight |  | Total gross weight of the slab, not taking into account possible openings and recesses or projections. The exact definition and calculation rules depend on the method of measurement used. | IfcQuantityWeight
NetArea | 23.76 m² | Total area of the extruded area of the slab, taking into account possible slab openings. The exact definition and calculation rules depend on the method of measurement used. | IfcQuantityArea
NetVolume | 2.38 m³ | Total net volume of the slab, taking into account possible openings and recesses. The exact definition and calculation rules depend on the method of measurement used. | IfcQuantityVolume
NetWeight |  | Total net weight of the slab, taking into account possible openings and recesses or projections. The exact definition and calculation rules depend on the method of measurement used. | IfcQuantityWeight
NominalWidth | 100 mm | Total nominal (or average) width (or thickness) of the slab. The exact definition and calculation rules depend on the method of measurement used. | IfcQuantityLength
Perimeter | 20400 mm | Perimeter measured along the outer boundaries of the slab. The exact definition and calculation rules depend on the method of measurement used. | IfcQuantityLength
| 3 | 21319 | 0 | -0.25 | 134.17 | 134.17 | 33.54 | 34.67 | Reinforced_concrete | Reinforced_concrete | Reinforced_concrete
Name | Value | Description | Categorize in IFC as:
ARCHline.XP Common
ArticleNumber |  | ArticleNumber | IfcLabel
Description |  | Description of the object | IfcLabel
Manufacturer |  | Manufacturer | IfcLabel
Name |  | IFC name of the object | IfcLabel
Price |  | Price | IfcLabel
Pset_SlabCommon
AcousticRating |  | Acoustic rating for this object. It is giving according to the national building code. It indicates the sound transmission resistance of this object by an index ration (instead of providing full sound absorbtion values). | IfcLabel
Combustible | No | Indication whether the object is made from combustible material (TRUE) or not (FALSE). | IfcBoolean
Compartmentation | No | Indication whether the object is designed to serve as a fire compartmentation (TRUE) or not (FALSE). | IfcBoolean
FireRating |  | Fire rating for this object. It is given according to the national fire safety classification. | IfcLabel
IsExternal | No | Indication whether the element is designed for use in the exterior (TRUE) or not (FALSE). If (TRUE) it is an external element and faces the outside of the building. | IfcBoolean
LoadBearing | No | Indicates whether the object is intended to carry loads (TRUE) or not (FALSE). | IfcBoolean
PitchAngle |  | Angle of the slab to the horizontal when used as a component for the roof (specified as 0 degrees or not asserted for cases where the slab is not used as a roof component). | IfcPlaneAngleMeasure
Reference |  | Reference ID for this specified type in this project (e.g. type 'A-1') | IfcIdentifier
SurfaceSpreadOfFlame |  | Indication on how the flames spread around the surface, It is given according to the national building code that governs the fire behaviour for materials. | IfcLabel
ThermalTransmittance | 6.200000 | Thermal transmittance coefficient (U-Value) of a material. Here the total thermal transmittance coefficient through the slab (including all materials). | IfcThermalTransmittanceMeasure
Quantities
GrossArea | 138.67 m² | Total area of the extruded area of the slab. The exact definition and calculation rules depend on the method of measurement used. | IfcQuantityArea
GrossVolume | 34.67 m³ | Total gross volume of the slab, not taking into account possible openings and recesses. The exact definition and calculation rules depend on the method of measurement used. | IfcQuantityVolume
GrossWeight |  | Total gross weight of the slab, not taking into account possible openings and recesses or projections. The exact definition and calculation rules depend on the method of measurement used. | IfcQuantityWeight
NetArea | 134.17 m² | Total area of the extruded area of the slab, taking into account possible slab openings. The exact definition and calculation rules depend on the method of measurement used. | IfcQuantityArea
NetVolume | 33.54 m³ | Total net volume of the slab, taking into account possible openings and recesses. The exact definition and calculation rules depend on the method of measurement used. | IfcQuantityVolume
NetWeight |  | Total net weight of the slab, taking into account possible openings and recesses or projections. The exact definition and calculation rules depend on the method of measurement used. | IfcQuantityWeight
NominalWidth | 250 mm | Total nominal (or average) width (or thickness) of the slab. The exact definition and calculation rules depend on the method of measurement used. | IfcQuantityLength
Perimeter | 57400 mm | Perimeter measured along the outer boundaries of the slab. The exact definition and calculation rules depend on the method of measurement used. | IfcQuantityLength
| 2 | 32558 | 0 | 0.1 | 2.1 | 2.1 | 0.21 | 0.21 | Love Place Grey | Love Place Grey | White ceiling
Name | Value | Description | Categorize in IFC as:
ARCHline.XP Common
ArticleNumber |  | ArticleNumber | IfcLabel
Description |  | Description of the object | IfcLabel
Manufacturer |  | Manufacturer | IfcLabel
Name |  | IFC name of the object | IfcLabel
Price |  | Price | IfcLabel
Pset_SlabCommon
AcousticRating |  | Acoustic rating for this object. It is giving according to the national building code. It indicates the sound transmission resistance of this object by an index ration (instead of providing full sound absorbtion values). | IfcLabel
Combustible | No | Indication whether the object is made from combustible material (TRUE) or not (FALSE). | IfcBoolean
Compartmentation | No | Indication whether the object is designed to serve as a fire compartmentation (TRUE) or not (FALSE). | IfcBoolean
FireRating |  | Fire rating for this object. It is given according to the national fire safety classification. | IfcLabel
IsExternal | No | Indication whether the element is designed for use in the exterior (TRUE) or not (FALSE). If (TRUE) it is an external element and faces the outside of the building. | IfcBoolean
LoadBearing | No | Indicates whether the object is intended to carry loads (TRUE) or not (FALSE). | IfcBoolean
PitchAngle |  | Angle of the slab to the horizontal when used as a component for the roof (specified as 0 degrees or not asserted for cases where the slab is not used as a roof component). | IfcPlaneAngleMeasure
Reference |  | Reference ID for this specified type in this project (e.g. type 'A-1') | IfcIdentifier
SurfaceSpreadOfFlame |  | Indication on how the flames spread around the surface, It is given according to the national building code that governs the fire behaviour for materials. | IfcLabel
ThermalTransmittance | 3.126283 | Thermal transmittance coefficient (U-Value) of a material. Here the total thermal transmittance coefficient through the slab (including all materials). | IfcThermalTransmittanceMeasure
Quantities
GrossArea | 2.1 m² | Total area of the extruded area of the slab. The exact definition and calculation rules depend on the method of measurement used. | IfcQuantityArea
GrossVolume | 0.21 m³ | Total gross volume of the slab, not taking into account possible openings and recesses. The exact definition and calculation rules depend on the method of measurement used. | IfcQuantityVolume
GrossWeight |  | Total gross weight of the slab, not taking into account possible openings and recesses or projections. The exact definition and calculation rules depend on the method of measurement used. | IfcQuantityWeight
NetArea | 2.1 m² | Total area of the extruded area of the slab, taking into account possible slab openings. The exact definition and calculation rules depend on the method of measurement used. | IfcQuantityArea
NetVolume | 0.21 m³ | Total net volume of the slab, taking into account possible openings and recesses. The exact definition and calculation rules depend on the method of measurement used. | IfcQuantityVolume
NetWeight |  | Total net weight of the slab, taking into account possible openings and recesses or projections. The exact definition and calculation rules depend on the method of measurement used. | IfcQuantityWeight
NominalWidth | 100 mm | Total nominal (or average) width (or thickness) of the slab. The exact definition and calculation rules depend on the method of measurement used. | IfcQuantityLength
Perimeter | 6000 mm | Perimeter measured along the outer boundaries of the slab. The exact definition and calculation rules depend on the method of measurement used. | IfcQuantityLength
Beam structure
Number | Width [mm] | Depth [mm] | Area [m2] | Length [mm] | Combined length [mm] | Volume [m3]
1 | 70 | 50 | 0.003 | 1922.5 | 1922.5 | 0.006
10 | 70 | 50 | 0.003 | 2922.5 | 29225 | 0.088
1 | 50 | 50 | 0.003 | 1672.5 | 1672.5 | 0.004
1 | 50 | 50 | 0.003 | 1922.5 | 1922.5 | 0.005
10 | 50 | 50 | 0.003 | 2922.5 | 29225 | 0.073
1 | 70 | 50 | 0.003 | 800 | 800 | 0.002
5 | 70 | 50 | 0.003 | 1210 | 6050 | 0.018
3 | 70 | 50 | 0.003 | 1960 | 5880 | 0.018
2 | 70 | 50 | 0.003 | 3060 | 6120 | 0.018
2 | 70 | 50 | 0.003 | 1922.5 | 3845 | 0.012
10 | 70 | 50 | 0.003 | 2922.5 | 29225 | 0.088
15 | 70 | 50 | 0.003 | 2922.5 | 43837.5 | 0.132
2 | 70 | 50 | 0.003 | 3072.5 | 6145 | 0.018
8 | 70 | 50 | 0.003 | 6810 | 54480 | 0.163
10 | 70 | 50 | 0.003 | 7910 | 79100 | 0.237
2 | 70 | 50 | 0.003 | 1160 | 2320 | 0.007
2 | 70 | 50 | 0.003 | 1310 | 2620 | 0.008
Total
Length [mm] | Width [mm] | Depth [mm] | Area [m2] | Volume [m3] | ID
31147.5 | 70 | 50 | 0.003 | 0.093 | 21881
32820 | 50 | 50 | 0.003 | 0.082 | 21990
18850 | 70 | 50 | 0.003 | 0.057 | 22211
33070 | 70 | 50 | 0.003 | 0.099 | 24492
49982.5 | 70 | 50 | 0.003 | 0.15 | 24870
133580 | 70 | 50 | 0.003 | 0.401 | 32214
4940 | 70 | 50 | 0.003 | 0.015 | 32429

## Slab layers
Slab layers
ID | Thickness [m] | Perimeter [m] | Gross area [m2] | Net area [m2] | Gross volume [m3] | Net volume [m3] | Material
21296 | 0.25 | 61 | 212.543 | 208.055 | 53.136 | 52.014 | Reinforced_concrete
21356 | 0.25 | 51 | 148.5 | 148.438 | 37.125 | 37.109 | Reinforced_concrete
21881 | 0.05 | 17.525 | 16.583 | 16.583 | 0.829 | 0.829 | Concrete3
| 0.028 | 0 | 0 | 0 | 0 | 0 | Thermal Insulation 01
| 0.022 | 17.525 | 16.583 | 16.583 | 0.365 | 0.365 | Parquet_wood_08
21947 | 0.09 | 7.025 | 3.042 | 3.042 | 0.274 | 0.274 | Concrete3
| 0.01 | 7.025 | 3.042 | 3.042 | 0.03 | 0.03 | Love Place Grey
21990 | 0.05 | 17.525 | 16.52 | 16.52 | 0.826 | 0.826 | Concrete3
| 0.028 | 17.525 | 16.52 | 16.52 | 0.463 | 0.463 | Thermal Insulation 01
| 0.022 | 17.525 | 16.52 | 16.52 | 0.363 | 0.363 | Parquet_wood_08
22106 | 0.09 | 24.165 | 30.385 | 30.385 | 2.735 | 2.735 | Concrete3
| 0.01 | 24.165 | 30.385 | 30.385 | 0.304 | 0.304 | Love Place Grey
22211 | 0.05 | 18.225 | 9.352 | 9.352 | 0.468 | 0.468 | Concrete3
| 0.028 | 0 | 0 | 0 | 0 | 0 | Thermal Insulation 01
| 0.022 | 18.225 | 9.352 | 9.352 | 0.206 | 0.206 | Parquet_wood_08
23504 | 0.09 | 29.635 | 51.261 | 51.261 | 4.614 | 4.614 | Concrete3
| 0.01 | 29.635 | 51.261 | 51.261 | 0.513 | 0.513 | Love Place Grey
23853 | 0.09 | 16.04 | 8.259 | 8.259 | 0.743 | 0.743 | Concrete3
| 0.01 | 16.04 | 8.259 | 8.259 | 0.083 | 0.083 | Love Place Grey
24095 | 0.09 | 9.775 | 5.369 | 5.369 | 0.483 | 0.483 | Concrete3
| 0.01 | 9.775 | 5.369 | 5.369 | 0.054 | 0.054 | Love Place Grey
24331 | 0.25 | 58 | 182.968 | 182.968 | 45.742 | 45.742 | Reinforced_concrete
24477 | 0.09 | 7.236 | 3.248 | 3.248 | 0.292 | 0.292 | Concrete3
| 0.01 | 7.236 | 3.248 | 3.248 | 0.032 | 0.032 | Love Place Grey
24492 | 0.05 | 17.525 | 16.583 | 16.583 | 0.829 | 0.829 | Concrete3
| 0.028 | 0 | 0 | 0 | 0 | 0 | Thermal Insulation 01
| 0.022 | 17.525 | 16.583 | 16.583 | 0.365 | 0.365 | Parquet_wood_08
24526 | 0.09 | 23.7 | 33.776 | 33.776 | 3.04 | 3.04 | Concrete3
| 0.01 | 23.7 | 33.776 | 33.776 | 0.338 | 0.338 | Love Place Grey
24528 | 0.09 | 21 | 27.5 | 27.5 | 2.475 | 2.475 | Concrete3
| 0.01 | 21 | 27.5 | 27.5 | 0.275 | 0.275 | Love Place Grey
24870 | 0.05 | 27.05 | 24.408 | 24.408 | 1.22 | 1.22 | Concrete3
| 0.028 | 0 | 0 | 0 | 0 | 0 | Thermal Insulation 01
| 0.022 | 27.05 | 24.408 | 24.408 | 0.537 | 0.537 | Parquet_wood_08
32214 | 0.05 | 36.6 | 63.625 | 63.625 | 3.181 | 3.181 | Concrete3
| 0.028 | 0 | 0 | 0 | 0 | 0 | Thermal Insulation 01
| 0.022 | 36.6 | 63.625 | 63.625 | 1.4 | 1.4 | Parquet_wood_08
32429 | 0.05 | 6.3 | 2.337 | 2.337 | 0.117 | 0.117 | Concrete3
| 0.028 | 0 | 0 | 0 | 0 | 0 | Thermal Insulation 01
| 0.022 | 6.3 | 2.337 | 2.337 | 0.051 | 0.051 | Parquet_wood_08
32617 | 0.09 | 20.4 | 23.76 | 23.76 | 2.138 | 2.138 | Concrete3
| 0.01 | 20.4 | 23.76 | 23.76 | 0.238 | 0.238 | Love Place Grey
21319 | 0.25 | 57.4 | 138.67 | 134.172 | 34.668 | 33.543 | Reinforced_concrete
32558 | 0.09 | 6 | 2.099 | 2.099 | 0.189 | 0.189 | Concrete3
| 0.01 | 6 | 2.099 | 2.099 | 0.021 | 0.021 | Love Place Grey

## Slab Layers Sorted
Slab Layers Sorted
ID | Thickness [m] | Perimeter [m] | Gross area [m2] | Net area [m2] | Gross volume [m3] | Net volume [m3] | Material
21881 | 0.05 | 17.525 | 16.583 | 16.583 | 0.829 | 0.829 | Concrete3
21947 | 0.09 | 7.025 | 3.042 | 3.042 | 0.274 | 0.274 | Concrete3
21990 | 0.05 | 17.525 | 16.52 | 16.52 | 0.826 | 0.826 | Concrete3
22106 | 0.09 | 24.165 | 30.385 | 30.385 | 2.735 | 2.735 | Concrete3
22211 | 0.05 | 18.225 | 9.352 | 9.352 | 0.468 | 0.468 | Concrete3
23504 | 0.09 | 29.635 | 51.261 | 51.261 | 4.614 | 4.614 | Concrete3
23853 | 0.09 | 16.04 | 8.259 | 8.259 | 0.743 | 0.743 | Concrete3
24095 | 0.09 | 9.775 | 5.369 | 5.369 | 0.483 | 0.483 | Concrete3
24477 | 0.09 | 7.236 | 3.248 | 3.248 | 0.292 | 0.292 | Concrete3
24492 | 0.05 | 17.525 | 16.583 | 16.583 | 0.829 | 0.829 | Concrete3
24526 | 0.09 | 23.7 | 33.776 | 33.776 | 3.04 | 3.04 | Concrete3
24528 | 0.09 | 21 | 27.5 | 27.5 | 2.475 | 2.475 | Concrete3
24870 | 0.05 | 27.05 | 24.408 | 24.408 | 1.22 | 1.22 | Concrete3
32214 | 0.05 | 36.6 | 63.625 | 63.625 | 3.181 | 3.181 | Concrete3
32429 | 0.05 | 6.3 | 2.337 | 2.337 | 0.117 | 0.117 | Concrete3
32617 | 0.09 | 20.4 | 23.76 | 23.76 | 2.138 | 2.138 | Concrete3
32558 | 0.09 | 6 | 2.099 | 2.099 | 0.189 | 0.189 | Concrete3
21947 | 0.01 | 7.025 | 3.042 | 3.042 | 0.03 | 0.03 | Love Place Grey
22106 | 0.01 | 24.165 | 30.385 | 30.385 | 0.304 | 0.304 | Love Place Grey
23504 | 0.01 | 29.635 | 51.261 | 51.261 | 0.513 | 0.513 | Love Place Grey
23853 | 0.01 | 16.04 | 8.259 | 8.259 | 0.083 | 0.083 | Love Place Grey
24095 | 0.01 | 9.775 | 5.369 | 5.369 | 0.054 | 0.054 | Love Place Grey
24477 | 0.01 | 7.236 | 3.248 | 3.248 | 0.032 | 0.032 | Love Place Grey
24526 | 0.01 | 23.7 | 33.776 | 33.776 | 0.338 | 0.338 | Love Place Grey
24528 | 0.01 | 21 | 27.5 | 27.5 | 0.275 | 0.275 | Love Place Grey
32617 | 0.01 | 20.4 | 23.76 | 23.76 | 0.238 | 0.238 | Love Place Grey
32558 | 0.01 | 6 | 2.099 | 2.099 | 0.021 | 0.021 | Love Place Grey
21881 | 0.022 | 17.525 | 16.583 | 16.583 | 0.365 | 0.365 | Parquet_wood_08
21990 | 0.022 | 17.525 | 16.52 | 16.52 | 0.363 | 0.363 | Parquet_wood_08
22211 | 0.022 | 18.225 | 9.352 | 9.352 | 0.206 | 0.206 | Parquet_wood_08
24492 | 0.022 | 17.525 | 16.583 | 16.583 | 0.365 | 0.365 | Parquet_wood_08
24870 | 0.022 | 27.05 | 24.408 | 24.408 | 0.537 | 0.537 | Parquet_wood_08
32214 | 0.022 | 36.6 | 63.625 | 63.625 | 1.4 | 1.4 | Parquet_wood_08
32429 | 0.022 | 6.3 | 2.337 | 2.337 | 0.051 | 0.051 | Parquet_wood_08
21296 | 0.25 | 61 | 212.543 | 208.055 | 53.136 | 52.014 | Reinforced_concrete
21356 | 0.25 | 51 | 148.5 | 148.438 | 37.125 | 37.109 | Reinforced_concrete
24331 | 0.25 | 58 | 182.968 | 182.968 | 45.742 | 45.742 | Reinforced_concrete
21319 | 0.25 | 57.4 | 138.67 | 134.172 | 34.668 | 33.543 | Reinforced_concrete
21881 | 0.028 | 0 | 0 | 0 | 0 | 0 | Thermal Insulation 01
21990 | 0.028 | 17.525 | 16.52 | 16.52 | 0.463 | 0.463 | Thermal Insulation 01
22211 | 0.028 | 0 | 0 | 0 | 0 | 0 | Thermal Insulation 01
24492 | 0.028 | 0 | 0 | 0 | 0 | 0 | Thermal Insulation 01
24870 | 0.028 | 0 | 0 | 0 | 0 | 0 | Thermal Insulation 01
32214 | 0.028 | 0 | 0 | 0 | 0 | 0 | Thermal Insulation 01
32429 | 0.028 | 0 | 0 | 0 | 0 | 0 | Thermal Insulation 01

## Roof
Roof
Sign | Floor | ID | Type | Area [m2] | Base offset [mm] | Fill pattern [mm] | Eaves overhang (L) [mm] | Top material | Side material | Volume [m3] | Copies | Total:
Simple roof | 4 | 24533 | 0 | 67.24 | -124.6 | 200 | 0 | Roof Brown | Bright_white | 13.45
Name | Value | Description | Categorize in IFC as:
ARCHline.XP Common
ArticleNumber |  | ArticleNumber | IfcLabel
Description |  | Description of the object | IfcLabel
Manufacturer |  | Manufacturer | IfcLabel
Name |  | IFC name of the object | IfcLabel
Price |  | Price | IfcLabel
Pset_RoofCommon
FireRating |  | Fire rating for this object. It is given according to the national fire safety classification. | IfcLabel
IsExternal | Yes | Indication whether the element is designed for use in the exterior (TRUE) or not (FALSE). If (TRUE) it is an external element and faces the outside of the building. | IfcBoolean
ProjectedArea | 66.22 m² | Area of the roof projected onto a 2D horizontal plane. | IfcAreaMeasure
Reference |  | Reference ID for this specified type in this project (e.g. type 'A-1') | IfcIdentifier
TotalArea | 67.24 m² | Total exposed area of the roof. | IfcAreaMeasure
Quantities
TotalSurfaceArea | 67.24 m² | Total (exposed to the outside) area of all roof slabs belonging to the roof. The exact definition and calculation rules depend on the method of measurement used. | IfcQuantityArea
Simple roof | 4 | 32818 | 0 | 26.98 | -114 | 200 | 0 | Roof Brown | Bright_white | 5.4
Name | Value | Description | Categorize in IFC as:
ARCHline.XP Common
ArticleNumber |  | ArticleNumber | IfcLabel
Description |  | Description of the object | IfcLabel
Manufacturer |  | Manufacturer | IfcLabel
Name |  | IFC name of the object | IfcLabel
Price |  | Price | IfcLabel
Pset_RoofCommon
FireRating |  | Fire rating for this object. It is given according to the national fire safety classification. | IfcLabel
IsExternal | Yes | Indication whether the element is designed for use in the exterior (TRUE) or not (FALSE). If (TRUE) it is an external element and faces the outside of the building. | IfcBoolean
ProjectedArea | 26.07 m² | Area of the roof projected onto a 2D horizontal plane. | IfcAreaMeasure
Reference |  | Reference ID for this specified type in this project (e.g. type 'A-1') | IfcIdentifier
TotalArea | 26.98 m² | Total exposed area of the roof. | IfcAreaMeasure
Quantities
TotalSurfaceArea | 26.98 m² | Total (exposed to the outside) area of all roof slabs belonging to the roof. The exact definition and calculation rules depend on the method of measurement used. | IfcQuantityArea
Beam structure
Total

## Stair
Stair
Floor | ID | # of steps | Height [mm] | Width [mm] | 2*Height+Width [cm] | Inclination | Elevation [mm] | Body vol. [m3] | Steps vol. [m3]
2 | 24702 | 16 | 187.5 | 252 | 63 | 36.7 | 3000 | 0 | 0.158
Name | Value | Description | Categorize in IFC as:
ARCHline.XP Common
ArticleNumber |  | ArticleNumber | IfcLabel
Description |  | Description of the object | IfcLabel
Manufacturer |  | Manufacturer | IfcLabel
Name |  | IFC name of the object | IfcLabel
Price |  | Price | IfcLabel
Pset_StairCommon
FireExit | No | Indication whether this object is designed to serve as an exit in the case of fire (TRUE) or not (FALSE). Here it defines an exit stair in accordance to the national building code. | IfcBoolean
FireRating |  | Fire rating for this object. It is given according to the national fire safety classification. | IfcLabel
HandicapAccessible | No | Indication that this object is designed to be accessible by the handicapped. Set to (TRUE) if this stair is rated as handicap accessible according the local building codes, otherwise (FALSE). Accessibility maybe provided by additional means. | IfcBoolean
HasNonSkidSurface | No | Indication whether the surface finish is designed to prevent slippery (TRUE) or not (FALSE). | IfcBoolean
IsExternal | No | Indication whether the element is designed for use in the exterior (TRUE) or not (FALSE). If (TRUE) it is an external element and faces the outside of the building. | IfcBoolean
NumberOfRiser | 16 | Total number of the risers included in the stair. | IfcCountMeasure
NumberOfTreads | 2 | Total number of treads included in the stair. | IfcCountMeasure
Reference |  | Reference ID for this specified type in this project (e.g. type 'A-1') | IfcIdentifier
RequiredHeadroom | 2100 mm | Required headroom clearance for the passageway according to the applicable building code or additional requirements. | IfcPositiveLengthMeasure
RiserHeight | 187.5 mm | Vertical distance from tread to tread. The riser height is supposed to be equal for all steps of a stair or stair flight. | IfcPositiveLengthMeasure
TreadLength | 252 mm | Horizontal distance from the front of the thread to the front of the next tread. The tread length is supposed to be equal for all steps of the stair or stair flight at the walking line. | IfcPositiveLengthMeasure
1 | 28290 | 16 | 187.5 | 252 | 63 | 36.7 | 3000 | 0 | 0.158
Name | Value | Description | Categorize in IFC as:
ARCHline.XP Common
ArticleNumber |  | ArticleNumber | IfcLabel
Description |  | Description of the object | IfcLabel
Manufacturer |  | Manufacturer | IfcLabel
Name |  | IFC name of the object | IfcLabel
Price |  | Price | IfcLabel
Pset_StairCommon
FireExit | No | Indication whether this object is designed to serve as an exit in the case of fire (TRUE) or not (FALSE). Here it defines an exit stair in accordance to the national building code. | IfcBoolean
FireRating |  | Fire rating for this object. It is given according to the national fire safety classification. | IfcLabel
HandicapAccessible | No | Indication that this object is designed to be accessible by the handicapped. Set to (TRUE) if this stair is rated as handicap accessible according the local building codes, otherwise (FALSE). Accessibility maybe provided by additional means. | IfcBoolean
HasNonSkidSurface | No | Indication whether the surface finish is designed to prevent slippery (TRUE) or not (FALSE). | IfcBoolean
IsExternal | No | Indication whether the element is designed for use in the exterior (TRUE) or not (FALSE). If (TRUE) it is an external element and faces the outside of the building. | IfcBoolean
NumberOfRiser | 16 | Total number of the risers included in the stair. | IfcCountMeasure
NumberOfTreads | 2 | Total number of treads included in the stair. | IfcCountMeasure
Reference |  | Reference ID for this specified type in this project (e.g. type 'A-1') | IfcIdentifier
RequiredHeadroom | 2100 mm | Required headroom clearance for the passageway according to the applicable building code or additional requirements. | IfcPositiveLengthMeasure
RiserHeight | 187.5 mm | Vertical distance from tread to tread. The riser height is supposed to be equal for all steps of a stair or stair flight. | IfcPositiveLengthMeasure
TreadLength | 252 mm | Horizontal distance from the front of the thread to the front of the next tread. The tread length is supposed to be equal for all steps of the stair or stair flight at the walking line. | IfcPositiveLengthMeasure

## Railing
Railing
ID | Type | Number | Width | Depth | Components | Length | Combined length | Volume
23277 | Rectangle Simple | 20 | 10 mm | 50 mm | Baluster object | 50 mm | 1000 mm | 0.009 m³
23277 |  | 1 | 45 mm | 49.7 mm | Handrail | 4235 mm + 158.1 mm + 215.7 mm + 4976.8 mm + 270 mm + 148.3 mm + 4038.2 mm | 14042.2 mm | 0.022 m³
23277 |  | 1 | 7 mm | 21 mm | Handrail | 4235 mm + 158.1 mm + 215.7 mm + 4976.8 mm + 270 mm + 148.3 mm + 4038.2 mm | 14042.2 mm | 0.002 m³
23277 |  | 1 | 10 mm | 50 mm | Handrail | 4190 mm + 158.1 mm + 215.7 mm + 4976.8 mm + 270 mm + 148.3 mm + 3993.2 mm | 13952.2 mm | 0.006 m³
23277 |  | 1 | 10 mm | 10 mm | Handrail | 4190 mm + 158.1 mm + 215.7 mm + 4976.8 mm + 270 mm + 148.3 mm + 3993.2 mm | 13952.2 mm | 0.001 m³
23277 |  | 1 | 10 mm | 10 mm | Handrail | 4190 mm + 158.1 mm + 215.7 mm + 4976.8 mm + 270 mm + 148.3 mm + 3993.2 mm | 13952.2 mm | 0.001 m³
23277 |  | 1 | 10 mm | 10 mm | Handrail | 4190 mm + 158.1 mm + 215.7 mm + 4976.8 mm + 270 mm + 148.3 mm + 3993.2 mm | 13952.2 mm | 0.001 m³
Name | Value | Description | Categorize in IFC as:
ARCHline.XP Common
ArticleNumber |  | ArticleNumber | IfcLabel
Description |  | Description of the object | IfcLabel
Manufacturer |  | Manufacturer | IfcLabel
Name | Circle | IFC name of the object | IfcLabel
Price |  | Price | IfcLabel
Pset_RailingCommon
Diameter | 67.1 mm | Diameter of the object. It is the diameter of the handrail of the railing. The size information is provided in addition to the shape representation and the geometric parameters used within. In cases of inconsistency between the geometric parameters and the size properties, provided in the attached property set, the geometric parameters take precedence. Here the diameter of the hand or guardrail within the railing. | IfcPositiveLengthMeasure
Height | 900 mm | Height of the object. It is the upper height of the railing above the floor or stair. The size information is provided in addition to the shape representation and the geometric parameters used within. In cases of inconsistency between the geometric parameters and the size properties, provided in the attached property set, the geometric parameters take precedence. | IfcPositiveLengthMeasure
IsExternal | Yes | Indication whether the element is designed for use in the exterior (TRUE) or not (FALSE). If (TRUE) it is an external element and faces the outside of the building. | IfcBoolean
Reference |  | Reference ID for this specified type in this project (e.g. type 'A-1') | IfcIdentifier
27738 | Stair support 01 | 16 | 400 mm | 150 mm | Baluster object | 135.4 mm | 2166.7 mm | 0.007 m³
27738 | Rounded rectangle | 1 | 200 mm | 100 mm | Handrail | 5259.5 mm | 5259.5 mm | 0.027 m³
Name | Value | Description | Categorize in IFC as:
ARCHline.XP Common
ArticleNumber |  | ArticleNumber | IfcLabel
Description |  | Description of the object | IfcLabel
Manufacturer | generic | Manufacturer | IfcLabel
Name | Stair support 01 | IFC name of the object | IfcLabel
Price |  | Price | IfcLabel
Pset_RailingCommon
Diameter | 223.6 mm | Diameter of the object. It is the diameter of the handrail of the railing. The size information is provided in addition to the shape representation and the geometric parameters used within. In cases of inconsistency between the geometric parameters and the size properties, provided in the attached property set, the geometric parameters take precedence. Here the diameter of the hand or guardrail within the railing. | IfcPositiveLengthMeasure
Height | 70 mm | Height of the object. It is the upper height of the railing above the floor or stair. The size information is provided in addition to the shape representation and the geometric parameters used within. In cases of inconsistency between the geometric parameters and the size properties, provided in the attached property set, the geometric parameters take precedence. | IfcPositiveLengthMeasure
IsExternal | Yes | Indication whether the element is designed for use in the exterior (TRUE) or not (FALSE). If (TRUE) it is an external element and faces the outside of the building. | IfcBoolean
Reference |  | Reference ID for this specified type in this project (e.g. type 'A-1') | IfcIdentifier
28472 | Stair support 01 | 16 | 400 mm | 150 mm | Baluster object | 135.4 mm | 2166.7 mm | 0.007 m³
28472 | Rounded rectangle | 1 | 200 mm | 100 mm | Handrail | 5259.5 mm | 5259.5 mm | 0.027 m³
Name | Value | Description | Categorize in IFC as:
ARCHline.XP Common
ArticleNumber |  | ArticleNumber | IfcLabel
Description |  | Description of the object | IfcLabel
Manufacturer | generic | Manufacturer | IfcLabel
Name | Stair support 01 | IFC name of the object | IfcLabel
Price |  | Price | IfcLabel
Pset_RailingCommon
Diameter | 223.6 mm | Diameter of the object. It is the diameter of the handrail of the railing. The size information is provided in addition to the shape representation and the geometric parameters used within. In cases of inconsistency between the geometric parameters and the size properties, provided in the attached property set, the geometric parameters take precedence. Here the diameter of the hand or guardrail within the railing. | IfcPositiveLengthMeasure
Height | 70 mm | Height of the object. It is the upper height of the railing above the floor or stair. The size information is provided in addition to the shape representation and the geometric parameters used within. In cases of inconsistency between the geometric parameters and the size properties, provided in the attached property set, the geometric parameters take precedence. | IfcPositiveLengthMeasure
IsExternal | Yes | Indication whether the element is designed for use in the exterior (TRUE) or not (FALSE). If (TRUE) it is an external element and faces the outside of the building. | IfcBoolean
Reference |  | Reference ID for this specified type in this project (e.g. type 'A-1') | IfcIdentifier
31561 | Stair support 01 | 16 | 400 mm | 150 mm | Baluster object | 135.4 mm | 2166.7 mm | 0.007 m³
31561 | Rounded rectangle | 1 | 200 mm | 100 mm | Handrail | 5259.5 mm | 5259.5 mm | 0.027 m³
Name | Value | Description | Categorize in IFC as:
ARCHline.XP Common
ArticleNumber |  | ArticleNumber | IfcLabel
Description |  | Description of the object | IfcLabel
Manufacturer | generic | Manufacturer | IfcLabel
Name | Stair support 01 | IFC name of the object | IfcLabel
Price |  | Price | IfcLabel
Pset_RailingCommon
Diameter | 223.6 mm | Diameter of the object. It is the diameter of the handrail of the railing. The size information is provided in addition to the shape representation and the geometric parameters used within. In cases of inconsistency between the geometric parameters and the size properties, provided in the attached property set, the geometric parameters take precedence. Here the diameter of the hand or guardrail within the railing. | IfcPositiveLengthMeasure
Height | 70 mm | Height of the object. It is the upper height of the railing above the floor or stair. The size information is provided in addition to the shape representation and the geometric parameters used within. In cases of inconsistency between the geometric parameters and the size properties, provided in the attached property set, the geometric parameters take precedence. | IfcPositiveLengthMeasure
IsExternal | Yes | Indication whether the element is designed for use in the exterior (TRUE) or not (FALSE). If (TRUE) it is an external element and faces the outside of the building. | IfcBoolean
Reference |  | Reference ID for this specified type in this project (e.g. type 'A-1') | IfcIdentifier

## Window list
Window list
ID | Name | Picture | Width [mm] | Height [mm] | Area m2 | Copies | Total area[m2]
9541 | Gaveta fixa 4 vidros |  | 4800 | 750 | 3.6 | 1 | 3.6
Name | Value | Description | Categorize in IFC as:
ARCHline.XP Common
ArticleNumber |  | ArticleNumber | IfcLabel
Description |  | Description of the object | IfcLabel
Manufacturer | Generic | Manufacturer | IfcLabel
Name | Gaveta fixa 4 vidros | IFC name of the object | IfcLabel
Price |  | Price | IfcLabel
Pset_DoorWindowGlazingType
BeamRadiationTransmittance |  | Direct solar radiation transmittance that passes the glazing at normal incidence. It is a value without unit, often referred to as (Tsol). | IfcPositiveRatioMeasure
FillGas |  | Name of the gas by which the gap between two glass layers is filled. It is given for information purposes only. | IfcLabel
GlassColor |  | Colour (tint) selection for this glazing. It is given for information purposes only. | IfcLabel
GlassLayers |  | Number of glass layers within the frame. E.g. '2' for double glazing. | IfcCountMeasure
GlassThickness1 |  | Thickness of the first (inner) glass layer. | IfcPositiveLengthMeasure
GlassThickness2 |  | Thickness of the second (intermediate or outer) glass layer. | IfcPositiveLengthMeasure
GlassThickness3 |  | Thickness of the third (outer) glass layer. | IfcPositiveLengthMeasure
IsCoated | Yes | Indication whether the glass is coated with a material (TRUE) or not (FALSE). | IfcBoolean
IsLaminated | Yes | Indication whether the glass is layered with other materials (TRUE) or not (FALSE). | IfcBoolean
IsTempered | Yes | Indication whether the glass is tempered (TRUE) or not (FALSE). | IfcBoolean
IsWired | Yes | Indication whether the glass includes a contained wire mesh to prevent break-in (TRUE) or not (FALSE) | IfcBoolean
Reflectivity |  | Fraction of the visible light that is reflected by the glazing at normal incidence. It is a value without unit. | IfcPositiveRatioMeasure
SolarHeatGainTransmittance |  | Total solar heat transmittance that passes the glazing at normal incidence. It is a value without unit, often referred to as (SHGC):. | IfcPositiveRatioMeasure
ThermalTransmittanceSummer | U-value: Not calculated | Thermal transmittance coefficient (U-Value) of a material. Summer thermal transmittance coefficient of the glazing only, often referred to as (U-value) | IfcThermalTransmittanceMeasure
ThermalTransmittanceWinter | U-value: Not calculated | Thermal transmittance coefficient (U-Value) of a material. Winter thermal transmittance coefficient of the glazing only, often referred to as (U-value) | IfcThermalTransmittanceMeasure
Translucency |  | Fraction of the visible light that passes the glazing at normal incidence. It is a value without unit. | IfcPositiveRatioMeasure
Pset_DoorWindowShadingType
ExternalShadingCoefficient |  | Radiation transmission coefficient of the outside shading device. It is a value without unit. | IfcPositiveRatioMeasure
InsetShadingCoefficient |  | Radiation transmission coefficient of the shading device inside the glazing, symbol 'b - value'. It is a value without unit. | IfcPositiveRatioMeasure
InternalShadingCoefficient |  | Radiation transmission coefficient of the inside shading device, symbol 'b - value'. It is a value without unit. | IfcPositiveRatioMeasure
Pset_WindowCommon
AcousticRating |  | Acoustic rating for this object. It is giving according to the national building code. It indicates the sound transmission resistance of this object by an index ration (instead of providing full sound absorbtion values). | IfcLabel
FireRating |  | Fire rating for this object. It is given according to the national fire safety classification. | IfcLabel
GlazingAreaFraction | 1.000000 | Fraction of the glazing area relative to the total area of the filling element. It shall be used, if the glazing area is not given separately for all panels within the filling element. | IfcPositiveRatioMeasure
Infiltration |  | Infiltration flowrate of outside air for the filler object based on the area of the filler object at a pressure level of 50 Pascals. It shall be used, if the length of all joints is unknown. | IfcVolumetricFlowRateMeasure
IsExternal | No | Indication whether the element is designed for use in the exterior (TRUE) or not (FALSE). If (TRUE) it is an external element and faces the outside of the building. | IfcBoolean
Reference |  | Reference ID for this specified type in this project (e.g. type 'A-1') | IfcIdentifier
SecurityRating |  | Index based rating system indicating security level. It is giving according to the national building code. | IfcLabel
SmokeStop | No | Indication whether the object is designed to provide a smoke stop (TRUE) or not (FALSE). | IfcBoolean
ThermalTransmittance | 2.152847 | Thermal transmittance coefficient (U-Value) of a material. Here the total thermal transmittance coefficient through the wall (including all materials). | IfcThermalTransmittanceMeasure
Quantities
NominalDepth | 30 mm | Thickness | IfcQuantityLength
NominalHeight | 750 mm | Height | IfcQuantityLength
NominalWidth | 4800 mm | Width | IfcQuantityLength
TotalArea | 3.6 m² | Total area | IfcAreaMeasure
23803 | Four sided sliding window |  | 5450 | 2200 | 11.99 | 1 | 11.99
Name | Value | Description | Categorize in IFC as:
ARCHline.XP Common
ArticleNumber |  | ArticleNumber | IfcLabel
Description |  | Description of the object | IfcLabel
Manufacturer | Generic | Manufacturer | IfcLabel
Name | Four sided sliding window | IFC name of the object | IfcLabel
Price |  | Price | IfcLabel
Pset_DoorWindowGlazingType
BeamRadiationTransmittance |  | Direct solar radiation transmittance that passes the glazing at normal incidence. It is a value without unit, often referred to as (Tsol). | IfcPositiveRatioMeasure
FillGas |  | Name of the gas by which the gap between two glass layers is filled. It is given for information purposes only. | IfcLabel
GlassColor |  | Colour (tint) selection for this glazing. It is given for information purposes only. | IfcLabel
GlassLayers |  | Number of glass layers within the frame. E.g. '2' for double glazing. | IfcCountMeasure
GlassThickness1 |  | Thickness of the first (inner) glass layer. | IfcPositiveLengthMeasure
GlassThickness2 |  | Thickness of the second (intermediate or outer) glass layer. | IfcPositiveLengthMeasure
GlassThickness3 |  | Thickness of the third (outer) glass layer. | IfcPositiveLengthMeasure
IsCoated | Yes | Indication whether the glass is coated with a material (TRUE) or not (FALSE). | IfcBoolean
IsLaminated | Yes | Indication whether the glass is layered with other materials (TRUE) or not (FALSE). | IfcBoolean
IsTempered | Yes | Indication whether the glass is tempered (TRUE) or not (FALSE). | IfcBoolean
IsWired | Yes | Indication whether the glass includes a contained wire mesh to prevent break-in (TRUE) or not (FALSE) | IfcBoolean
Reflectivity |  | Fraction of the visible light that is reflected by the glazing at normal incidence. It is a value without unit. | IfcPositiveRatioMeasure
SolarHeatGainTransmittance |  | Total solar heat transmittance that passes the glazing at normal incidence. It is a value without unit, often referred to as (SHGC):. | IfcPositiveRatioMeasure
ThermalTransmittanceSummer | U-value: Not calculated | Thermal transmittance coefficient (U-Value) of a material. Summer thermal transmittance coefficient of the glazing only, often referred to as (U-value) | IfcThermalTransmittanceMeasure
ThermalTransmittanceWinter | U-value: Not calculated | Thermal transmittance coefficient (U-Value) of a material. Winter thermal transmittance coefficient of the glazing only, often referred to as (U-value) | IfcThermalTransmittanceMeasure
Translucency |  | Fraction of the visible light that passes the glazing at normal incidence. It is a value without unit. | IfcPositiveRatioMeasure
Pset_DoorWindowShadingType
ExternalShadingCoefficient |  | Radiation transmission coefficient of the outside shading device. It is a value without unit. | IfcPositiveRatioMeasure
InsetShadingCoefficient |  | Radiation transmission coefficient of the shading device inside the glazing, symbol 'b - value'. It is a value without unit. | IfcPositiveRatioMeasure
InternalShadingCoefficient |  | Radiation transmission coefficient of the inside shading device, symbol 'b - value'. It is a value without unit. | IfcPositiveRatioMeasure
Pset_WindowCommon
AcousticRating |  | Acoustic rating for this object. It is giving according to the national building code. It indicates the sound transmission resistance of this object by an index ration (instead of providing full sound absorbtion values). | IfcLabel
FireRating |  | Fire rating for this object. It is given according to the national fire safety classification. | IfcLabel
GlazingAreaFraction | 1.000000 | Fraction of the glazing area relative to the total area of the filling element. It shall be used, if the glazing area is not given separately for all panels within the filling element. | IfcPositiveRatioMeasure
Infiltration |  | Infiltration flowrate of outside air for the filler object based on the area of the filler object at a pressure level of 50 Pascals. It shall be used, if the length of all joints is unknown. | IfcVolumetricFlowRateMeasure
IsExternal | No | Indication whether the element is designed for use in the exterior (TRUE) or not (FALSE). If (TRUE) it is an external element and faces the outside of the building. | IfcBoolean
Reference |  | Reference ID for this specified type in this project (e.g. type 'A-1') | IfcIdentifier
SecurityRating |  | Index based rating system indicating security level. It is giving according to the national building code. | IfcLabel
SmokeStop | No | Indication whether the object is designed to provide a smoke stop (TRUE) or not (FALSE). | IfcBoolean
ThermalTransmittance | 2.586781 | Thermal transmittance coefficient (U-Value) of a material. Here the total thermal transmittance coefficient through the wall (including all materials). | IfcThermalTransmittanceMeasure
Quantities
NominalDepth | 130 mm | Thickness | IfcQuantityLength
NominalHeight | 2200 mm | Height | IfcQuantityLength
NominalWidth | 5450 mm | Width | IfcQuantityLength
TotalArea | 11.99 m² | Total area | IfcAreaMeasure
21773 | 2 leaves sliding, high |  | 2325 | 1800 | 4.185 | 1 | 4.185
Name | Value | Description | Categorize in IFC as:
ARCHline.XP Common
ArticleNumber |  | ArticleNumber | IfcLabel
Description |  | Description of the object | IfcLabel
Manufacturer | Generic | Manufacturer | IfcLabel
Name | 2 leaves sliding, high | IFC name of the object | IfcLabel
Price |  | Price | IfcLabel
Pset_DoorWindowGlazingType
BeamRadiationTransmittance |  | Direct solar radiation transmittance that passes the glazing at normal incidence. It is a value without unit, often referred to as (Tsol). | IfcPositiveRatioMeasure
FillGas |  | Name of the gas by which the gap between two glass layers is filled. It is given for information purposes only. | IfcLabel
GlassColor |  | Colour (tint) selection for this glazing. It is given for information purposes only. | IfcLabel
GlassLayers |  | Number of glass layers within the frame. E.g. '2' for double glazing. | IfcCountMeasure
GlassThickness1 |  | Thickness of the first (inner) glass layer. | IfcPositiveLengthMeasure
GlassThickness2 |  | Thickness of the second (intermediate or outer) glass layer. | IfcPositiveLengthMeasure
GlassThickness3 |  | Thickness of the third (outer) glass layer. | IfcPositiveLengthMeasure
IsCoated | Yes | Indication whether the glass is coated with a material (TRUE) or not (FALSE). | IfcBoolean
IsLaminated | Yes | Indication whether the glass is layered with other materials (TRUE) or not (FALSE). | IfcBoolean
IsTempered | Yes | Indication whether the glass is tempered (TRUE) or not (FALSE). | IfcBoolean
IsWired | Yes | Indication whether the glass includes a contained wire mesh to prevent break-in (TRUE) or not (FALSE) | IfcBoolean
Reflectivity |  | Fraction of the visible light that is reflected by the glazing at normal incidence. It is a value without unit. | IfcPositiveRatioMeasure
SolarHeatGainTransmittance |  | Total solar heat transmittance that passes the glazing at normal incidence. It is a value without unit, often referred to as (SHGC):. | IfcPositiveRatioMeasure
ThermalTransmittanceSummer | U-value: Not calculated | Thermal transmittance coefficient (U-Value) of a material. Summer thermal transmittance coefficient of the glazing only, often referred to as (U-value) | IfcThermalTransmittanceMeasure
ThermalTransmittanceWinter | U-value: Not calculated | Thermal transmittance coefficient (U-Value) of a material. Winter thermal transmittance coefficient of the glazing only, often referred to as (U-value) | IfcThermalTransmittanceMeasure
Translucency |  | Fraction of the visible light that passes the glazing at normal incidence. It is a value without unit. | IfcPositiveRatioMeasure
Pset_DoorWindowShadingType
ExternalShadingCoefficient |  | Radiation transmission coefficient of the outside shading device. It is a value without unit. | IfcPositiveRatioMeasure
InsetShadingCoefficient |  | Radiation transmission coefficient of the shading device inside the glazing, symbol 'b - value'. It is a value without unit. | IfcPositiveRatioMeasure
InternalShadingCoefficient |  | Radiation transmission coefficient of the inside shading device, symbol 'b - value'. It is a value without unit. | IfcPositiveRatioMeasure
Pset_WindowCommon
AcousticRating |  | Acoustic rating for this object. It is giving according to the national building code. It indicates the sound transmission resistance of this object by an index ration (instead of providing full sound absorbtion values). | IfcLabel
FireRating |  | Fire rating for this object. It is given according to the national fire safety classification. | IfcLabel
GlazingAreaFraction | 1.000000 | Fraction of the glazing area relative to the total area of the filling element. It shall be used, if the glazing area is not given separately for all panels within the filling element. | IfcPositiveRatioMeasure
Infiltration |  | Infiltration flowrate of outside air for the filler object based on the area of the filler object at a pressure level of 50 Pascals. It shall be used, if the length of all joints is unknown. | IfcVolumetricFlowRateMeasure
IsExternal | No | Indication whether the element is designed for use in the exterior (TRUE) or not (FALSE). If (TRUE) it is an external element and faces the outside of the building. | IfcBoolean
Reference |  | Reference ID for this specified type in this project (e.g. type 'A-1') | IfcIdentifier
SecurityRating |  | Index based rating system indicating security level. It is giving according to the national building code. | IfcLabel
SmokeStop | No | Indication whether the object is designed to provide a smoke stop (TRUE) or not (FALSE). | IfcBoolean
ThermalTransmittance | 2.430093 | Thermal transmittance coefficient (U-Value) of a material. Here the total thermal transmittance coefficient through the wall (including all materials). | IfcThermalTransmittanceMeasure
Quantities
NominalDepth | 100 mm | Thickness | IfcQuantityLength
NominalHeight | 1800 mm | Height | IfcQuantityLength
NominalWidth | 2325 mm | Width | IfcQuantityLength
TotalArea | 4.19 m² | Total area | IfcAreaMeasure
21784 | 2 leaves sliding, high |  | 2962.5 | 1800 | 5.333 | 1 | 5.333
Name | Value | Description | Categorize in IFC as:
ARCHline.XP Common
ArticleNumber |  | ArticleNumber | IfcLabel
Description |  | Description of the object | IfcLabel
Manufacturer | Generic | Manufacturer | IfcLabel
Name | 2 leaves sliding, high | IFC name of the object | IfcLabel
Price |  | Price | IfcLabel
Pset_DoorWindowGlazingType
BeamRadiationTransmittance |  | Direct solar radiation transmittance that passes the glazing at normal incidence. It is a value without unit, often referred to as (Tsol). | IfcPositiveRatioMeasure
FillGas |  | Name of the gas by which the gap between two glass layers is filled. It is given for information purposes only. | IfcLabel
GlassColor |  | Colour (tint) selection for this glazing. It is given for information purposes only. | IfcLabel
GlassLayers |  | Number of glass layers within the frame. E.g. '2' for double glazing. | IfcCountMeasure
GlassThickness1 |  | Thickness of the first (inner) glass layer. | IfcPositiveLengthMeasure
GlassThickness2 |  | Thickness of the second (intermediate or outer) glass layer. | IfcPositiveLengthMeasure
GlassThickness3 |  | Thickness of the third (outer) glass layer. | IfcPositiveLengthMeasure
IsCoated | Yes | Indication whether the glass is coated with a material (TRUE) or not (FALSE). | IfcBoolean
IsLaminated | Yes | Indication whether the glass is layered with other materials (TRUE) or not (FALSE). | IfcBoolean
IsTempered | Yes | Indication whether the glass is tempered (TRUE) or not (FALSE). | IfcBoolean
IsWired | Yes | Indication whether the glass includes a contained wire mesh to prevent break-in (TRUE) or not (FALSE) | IfcBoolean
Reflectivity |  | Fraction of the visible light that is reflected by the glazing at normal incidence. It is a value without unit. | IfcPositiveRatioMeasure
SolarHeatGainTransmittance |  | Total solar heat transmittance that passes the glazing at normal incidence. It is a value without unit, often referred to as (SHGC):. | IfcPositiveRatioMeasure
ThermalTransmittanceSummer | U-value: Not calculated | Thermal transmittance coefficient (U-Value) of a material. Summer thermal transmittance coefficient of the glazing only, often referred to as (U-value) | IfcThermalTransmittanceMeasure
ThermalTransmittanceWinter | U-value: Not calculated | Thermal transmittance coefficient (U-Value) of a material. Winter thermal transmittance coefficient of the glazing only, often referred to as (U-value) | IfcThermalTransmittanceMeasure
Translucency |  | Fraction of the visible light that passes the glazing at normal incidence. It is a value without unit. | IfcPositiveRatioMeasure
Pset_DoorWindowShadingType
ExternalShadingCoefficient |  | Radiation transmission coefficient of the outside shading device. It is a value without unit. | IfcPositiveRatioMeasure
InsetShadingCoefficient |  | Radiation transmission coefficient of the shading device inside the glazing, symbol 'b - value'. It is a value without unit. | IfcPositiveRatioMeasure
InternalShadingCoefficient |  | Radiation transmission coefficient of the inside shading device, symbol 'b - value'. It is a value without unit. | IfcPositiveRatioMeasure
Pset_WindowCommon
AcousticRating |  | Acoustic rating for this object. It is giving according to the national building code. It indicates the sound transmission resistance of this object by an index ration (instead of providing full sound absorbtion values). | IfcLabel
FireRating |  | Fire rating for this object. It is given according to the national fire safety classification. | IfcLabel
GlazingAreaFraction | 1.000000 | Fraction of the glazing area relative to the total area of the filling element. It shall be used, if the glazing area is not given separately for all panels within the filling element. | IfcPositiveRatioMeasure
Infiltration |  | Infiltration flowrate of outside air for the filler object based on the area of the filler object at a pressure level of 50 Pascals. It shall be used, if the length of all joints is unknown. | IfcVolumetricFlowRateMeasure
IsExternal | No | Indication whether the element is designed for use in the exterior (TRUE) or not (FALSE). If (TRUE) it is an external element and faces the outside of the building. | IfcBoolean
Reference |  | Reference ID for this specified type in this project (e.g. type 'A-1') | IfcIdentifier
SecurityRating |  | Index based rating system indicating security level. It is giving according to the national building code. | IfcLabel
SmokeStop | No | Indication whether the object is designed to provide a smoke stop (TRUE) or not (FALSE). | IfcBoolean
ThermalTransmittance | 2.470540 | Thermal transmittance coefficient (U-Value) of a material. Here the total thermal transmittance coefficient through the wall (including all materials). | IfcThermalTransmittanceMeasure
Quantities
NominalDepth | 100 mm | Thickness | IfcQuantityLength
NominalHeight | 1800 mm | Height | IfcQuantityLength
NominalWidth | 2962.5 mm | Width | IfcQuantityLength
TotalArea | 5.33 m² | Total area | IfcAreaMeasure
23777 | Four sided sliding window |  | 5437.5 | 1400 | 7.613 | 1 | 7.613
Name | Value | Description | Categorize in IFC as:
ARCHline.XP Common
ArticleNumber |  | ArticleNumber | IfcLabel
Description |  | Description of the object | IfcLabel
Manufacturer | Generic | Manufacturer | IfcLabel
Name | Four sided sliding window | IFC name of the object | IfcLabel
Price |  | Price | IfcLabel
Pset_DoorWindowGlazingType
BeamRadiationTransmittance |  | Direct solar radiation transmittance that passes the glazing at normal incidence. It is a value without unit, often referred to as (Tsol). | IfcPositiveRatioMeasure
FillGas |  | Name of the gas by which the gap between two glass layers is filled. It is given for information purposes only. | IfcLabel
GlassColor |  | Colour (tint) selection for this glazing. It is given for information purposes only. | IfcLabel
GlassLayers |  | Number of glass layers within the frame. E.g. '2' for double glazing. | IfcCountMeasure
GlassThickness1 |  | Thickness of the first (inner) glass layer. | IfcPositiveLengthMeasure
GlassThickness2 |  | Thickness of the second (intermediate or outer) glass layer. | IfcPositiveLengthMeasure
GlassThickness3 |  | Thickness of the third (outer) glass layer. | IfcPositiveLengthMeasure
IsCoated | Yes | Indication whether the glass is coated with a material (TRUE) or not (FALSE). | IfcBoolean
IsLaminated | Yes | Indication whether the glass is layered with other materials (TRUE) or not (FALSE). | IfcBoolean
IsTempered | Yes | Indication whether the glass is tempered (TRUE) or not (FALSE). | IfcBoolean
IsWired | Yes | Indication whether the glass includes a contained wire mesh to prevent break-in (TRUE) or not (FALSE) | IfcBoolean
Reflectivity |  | Fraction of the visible light that is reflected by the glazing at normal incidence. It is a value without unit. | IfcPositiveRatioMeasure
SolarHeatGainTransmittance |  | Total solar heat transmittance that passes the glazing at normal incidence. It is a value without unit, often referred to as (SHGC):. | IfcPositiveRatioMeasure
ThermalTransmittanceSummer | U-value: Not calculated | Thermal transmittance coefficient (U-Value) of a material. Summer thermal transmittance coefficient of the glazing only, often referred to as (U-value) | IfcThermalTransmittanceMeasure
ThermalTransmittanceWinter | U-value: Not calculated | Thermal transmittance coefficient (U-Value) of a material. Winter thermal transmittance coefficient of the glazing only, often referred to as (U-value) | IfcThermalTransmittanceMeasure
Translucency |  | Fraction of the visible light that passes the glazing at normal incidence. It is a value without unit. | IfcPositiveRatioMeasure
Pset_DoorWindowShadingType
ExternalShadingCoefficient |  | Radiation transmission coefficient of the outside shading device. It is a value without unit. | IfcPositiveRatioMeasure
InsetShadingCoefficient |  | Radiation transmission coefficient of the shading device inside the glazing, symbol 'b - value'. It is a value without unit. | IfcPositiveRatioMeasure
InternalShadingCoefficient |  | Radiation transmission coefficient of the inside shading device, symbol 'b - value'. It is a value without unit. | IfcPositiveRatioMeasure
Pset_WindowCommon
AcousticRating |  | Acoustic rating for this object. It is giving according to the national building code. It indicates the sound transmission resistance of this object by an index ration (instead of providing full sound absorbtion values). | IfcLabel
FireRating |  | Fire rating for this object. It is given according to the national fire safety classification. | IfcLabel
GlazingAreaFraction | 1.000000 | Fraction of the glazing area relative to the total area of the filling element. It shall be used, if the glazing area is not given separately for all panels within the filling element. | IfcPositiveRatioMeasure
Infiltration |  | Infiltration flowrate of outside air for the filler object based on the area of the filler object at a pressure level of 50 Pascals. It shall be used, if the length of all joints is unknown. | IfcVolumetricFlowRateMeasure
IsExternal | No | Indication whether the element is designed for use in the exterior (TRUE) or not (FALSE). If (TRUE) it is an external element and faces the outside of the building. | IfcBoolean
Reference |  | Reference ID for this specified type in this project (e.g. type 'A-1') | IfcIdentifier
SecurityRating |  | Index based rating system indicating security level. It is giving according to the national building code. | IfcLabel
SmokeStop | No | Indication whether the object is designed to provide a smoke stop (TRUE) or not (FALSE). | IfcBoolean
ThermalTransmittance | 2.460833 | Thermal transmittance coefficient (U-Value) of a material. Here the total thermal transmittance coefficient through the wall (including all materials). | IfcThermalTransmittanceMeasure
Quantities
NominalDepth | 130 mm | Thickness | IfcQuantityLength
NominalHeight | 1400 mm | Height | IfcQuantityLength
NominalWidth | 5437.5 mm | Width | IfcQuantityLength
TotalArea | 7.61 m² | Total area | IfcAreaMeasure
24540 | Four sided sliding window |  | 4800 | 2200 | 10.56 | 1 | 10.56
Name | Value | Description | Categorize in IFC as:
ARCHline.XP Common
ArticleNumber |  | ArticleNumber | IfcLabel
Description |  | Description of the object | IfcLabel
Manufacturer | Generic | Manufacturer | IfcLabel
Name | Four sided sliding window | IFC name of the object | IfcLabel
Price |  | Price | IfcLabel
Pset_DoorWindowGlazingType
BeamRadiationTransmittance |  | Direct solar radiation transmittance that passes the glazing at normal incidence. It is a value without unit, often referred to as (Tsol). | IfcPositiveRatioMeasure
FillGas |  | Name of the gas by which the gap between two glass layers is filled. It is given for information purposes only. | IfcLabel
GlassColor |  | Colour (tint) selection for this glazing. It is given for information purposes only. | IfcLabel
GlassLayers |  | Number of glass layers within the frame. E.g. '2' for double glazing. | IfcCountMeasure
GlassThickness1 |  | Thickness of the first (inner) glass layer. | IfcPositiveLengthMeasure
GlassThickness2 |  | Thickness of the second (intermediate or outer) glass layer. | IfcPositiveLengthMeasure
GlassThickness3 |  | Thickness of the third (outer) glass layer. | IfcPositiveLengthMeasure
IsCoated | Yes | Indication whether the glass is coated with a material (TRUE) or not (FALSE). | IfcBoolean
IsLaminated | Yes | Indication whether the glass is layered with other materials (TRUE) or not (FALSE). | IfcBoolean
IsTempered | Yes | Indication whether the glass is tempered (TRUE) or not (FALSE). | IfcBoolean
IsWired | Yes | Indication whether the glass includes a contained wire mesh to prevent break-in (TRUE) or not (FALSE) | IfcBoolean
Reflectivity |  | Fraction of the visible light that is reflected by the glazing at normal incidence. It is a value without unit. | IfcPositiveRatioMeasure
SolarHeatGainTransmittance |  | Total solar heat transmittance that passes the glazing at normal incidence. It is a value without unit, often referred to as (SHGC):. | IfcPositiveRatioMeasure
ThermalTransmittanceSummer | U-value: Not calculated | Thermal transmittance coefficient (U-Value) of a material. Summer thermal transmittance coefficient of the glazing only, often referred to as (U-value) | IfcThermalTransmittanceMeasure
ThermalTransmittanceWinter | U-value: Not calculated | Thermal transmittance coefficient (U-Value) of a material. Winter thermal transmittance coefficient of the glazing only, often referred to as (U-value) | IfcThermalTransmittanceMeasure
Translucency |  | Fraction of the visible light that passes the glazing at normal incidence. It is a value without unit. | IfcPositiveRatioMeasure
Pset_DoorWindowShadingType
ExternalShadingCoefficient |  | Radiation transmission coefficient of the outside shading device. It is a value without unit. | IfcPositiveRatioMeasure
InsetShadingCoefficient |  | Radiation transmission coefficient of the shading device inside the glazing, symbol 'b - value'. It is a value without unit. | IfcPositiveRatioMeasure
InternalShadingCoefficient |  | Radiation transmission coefficient of the inside shading device, symbol 'b - value'. It is a value without unit. | IfcPositiveRatioMeasure
Pset_WindowCommon
AcousticRating |  | Acoustic rating for this object. It is giving according to the national building code. It indicates the sound transmission resistance of this object by an index ration (instead of providing full sound absorbtion values). | IfcLabel
FireRating |  | Fire rating for this object. It is given according to the national fire safety classification. | IfcLabel
GlazingAreaFraction | 1.000000 | Fraction of the glazing area relative to the total area of the filling element. It shall be used, if the glazing area is not given separately for all panels within the filling element. | IfcPositiveRatioMeasure
Infiltration |  | Infiltration flowrate of outside air for the filler object based on the area of the filler object at a pressure level of 50 Pascals. It shall be used, if the length of all joints is unknown. | IfcVolumetricFlowRateMeasure
IsExternal | No | Indication whether the element is designed for use in the exterior (TRUE) or not (FALSE). If (TRUE) it is an external element and faces the outside of the building. | IfcBoolean
Reference |  | Reference ID for this specified type in this project (e.g. type 'A-1') | IfcIdentifier
SecurityRating |  | Index based rating system indicating security level. It is giving according to the national building code. | IfcLabel
SmokeStop | No | Indication whether the object is designed to provide a smoke stop (TRUE) or not (FALSE). | IfcBoolean
ThermalTransmittance | 2.575604 | Thermal transmittance coefficient (U-Value) of a material. Here the total thermal transmittance coefficient through the wall (including all materials). | IfcThermalTransmittanceMeasure
Quantities
NominalDepth | 130 mm | Thickness | IfcQuantityLength
NominalHeight | 2200 mm | Height | IfcQuantityLength
NominalWidth | 4800 mm | Width | IfcQuantityLength
TotalArea | 10.56 m² | Total area | IfcAreaMeasure
24117 | 2 leaves sliding, high |  | 2200 | 2200 | 4.84 | 1 | 4.84
Name | Value | Description | Categorize in IFC as:
ARCHline.XP Common
ArticleNumber |  | ArticleNumber | IfcLabel
Description |  | Description of the object | IfcLabel
Manufacturer | Generic | Manufacturer | IfcLabel
Name | 2 leaves sliding, high | IFC name of the object | IfcLabel
Price |  | Price | IfcLabel
Pset_DoorWindowGlazingType
BeamRadiationTransmittance |  | Direct solar radiation transmittance that passes the glazing at normal incidence. It is a value without unit, often referred to as (Tsol). | IfcPositiveRatioMeasure
FillGas |  | Name of the gas by which the gap between two glass layers is filled. It is given for information purposes only. | IfcLabel
GlassColor |  | Colour (tint) selection for this glazing. It is given for information purposes only. | IfcLabel
GlassLayers |  | Number of glass layers within the frame. E.g. '2' for double glazing. | IfcCountMeasure
GlassThickness1 |  | Thickness of the first (inner) glass layer. | IfcPositiveLengthMeasure
GlassThickness2 |  | Thickness of the second (intermediate or outer) glass layer. | IfcPositiveLengthMeasure
GlassThickness3 |  | Thickness of the third (outer) glass layer. | IfcPositiveLengthMeasure
IsCoated | Yes | Indication whether the glass is coated with a material (TRUE) or not (FALSE). | IfcBoolean
IsLaminated | Yes | Indication whether the glass is layered with other materials (TRUE) or not (FALSE). | IfcBoolean
IsTempered | Yes | Indication whether the glass is tempered (TRUE) or not (FALSE). | IfcBoolean
IsWired | Yes | Indication whether the glass includes a contained wire mesh to prevent break-in (TRUE) or not (FALSE) | IfcBoolean
Reflectivity |  | Fraction of the visible light that is reflected by the glazing at normal incidence. It is a value without unit. | IfcPositiveRatioMeasure
SolarHeatGainTransmittance |  | Total solar heat transmittance that passes the glazing at normal incidence. It is a value without unit, often referred to as (SHGC):. | IfcPositiveRatioMeasure
ThermalTransmittanceSummer | U-value: Not calculated | Thermal transmittance coefficient (U-Value) of a material. Summer thermal transmittance coefficient of the glazing only, often referred to as (U-value) | IfcThermalTransmittanceMeasure
ThermalTransmittanceWinter | U-value: Not calculated | Thermal transmittance coefficient (U-Value) of a material. Winter thermal transmittance coefficient of the glazing only, often referred to as (U-value) | IfcThermalTransmittanceMeasure
Translucency |  | Fraction of the visible light that passes the glazing at normal incidence. It is a value without unit. | IfcPositiveRatioMeasure
Pset_DoorWindowShadingType
ExternalShadingCoefficient |  | Radiation transmission coefficient of the outside shading device. It is a value without unit. | IfcPositiveRatioMeasure
InsetShadingCoefficient |  | Radiation transmission coefficient of the shading device inside the glazing, symbol 'b - value'. It is a value without unit. | IfcPositiveRatioMeasure
InternalShadingCoefficient |  | Radiation transmission coefficient of the inside shading device, symbol 'b - value'. It is a value without unit. | IfcPositiveRatioMeasure
Pset_WindowCommon
AcousticRating |  | Acoustic rating for this object. It is giving according to the national building code. It indicates the sound transmission resistance of this object by an index ration (instead of providing full sound absorbtion values). | IfcLabel
FireRating |  | Fire rating for this object. It is given according to the national fire safety classification. | IfcLabel
GlazingAreaFraction | 1.000000 | Fraction of the glazing area relative to the total area of the filling element. It shall be used, if the glazing area is not given separately for all panels within the filling element. | IfcPositiveRatioMeasure
Infiltration |  | Infiltration flowrate of outside air for the filler object based on the area of the filler object at a pressure level of 50 Pascals. It shall be used, if the length of all joints is unknown. | IfcVolumetricFlowRateMeasure
IsExternal | No | Indication whether the element is designed for use in the exterior (TRUE) or not (FALSE). If (TRUE) it is an external element and faces the outside of the building. | IfcBoolean
Reference |  | Reference ID for this specified type in this project (e.g. type 'A-1') | IfcIdentifier
SecurityRating |  | Index based rating system indicating security level. It is giving according to the national building code. | IfcLabel
SmokeStop | No | Indication whether the object is designed to provide a smoke stop (TRUE) or not (FALSE). | IfcBoolean
ThermalTransmittance | 2.464850 | Thermal transmittance coefficient (U-Value) of a material. Here the total thermal transmittance coefficient through the wall (including all materials). | IfcThermalTransmittanceMeasure
Quantities
NominalDepth | 100 mm | Thickness | IfcQuantityLength
NominalHeight | 2200 mm | Height | IfcQuantityLength
NominalWidth | 2200 mm | Width | IfcQuantityLength
TotalArea | 4.84 m² | Total area | IfcAreaMeasure
23512 | Four sided sliding window |  | 4800 | 2200 | 10.56 | 1 | 10.56
Name | Value | Description | Categorize in IFC as:
ARCHline.XP Common
ArticleNumber |  | ArticleNumber | IfcLabel
Description |  | Description of the object | IfcLabel
Manufacturer | Generic | Manufacturer | IfcLabel
Name | Four sided sliding window | IFC name of the object | IfcLabel
Price |  | Price | IfcLabel
Pset_DoorWindowGlazingType
BeamRadiationTransmittance |  | Direct solar radiation transmittance that passes the glazing at normal incidence. It is a value without unit, often referred to as (Tsol). | IfcPositiveRatioMeasure
FillGas |  | Name of the gas by which the gap between two glass layers is filled. It is given for information purposes only. | IfcLabel
GlassColor |  | Colour (tint) selection for this glazing. It is given for information purposes only. | IfcLabel
GlassLayers |  | Number of glass layers within the frame. E.g. '2' for double glazing. | IfcCountMeasure
GlassThickness1 |  | Thickness of the first (inner) glass layer. | IfcPositiveLengthMeasure
GlassThickness2 |  | Thickness of the second (intermediate or outer) glass layer. | IfcPositiveLengthMeasure
GlassThickness3 |  | Thickness of the third (outer) glass layer. | IfcPositiveLengthMeasure
IsCoated | Yes | Indication whether the glass is coated with a material (TRUE) or not (FALSE). | IfcBoolean
IsLaminated | Yes | Indication whether the glass is layered with other materials (TRUE) or not (FALSE). | IfcBoolean
IsTempered | Yes | Indication whether the glass is tempered (TRUE) or not (FALSE). | IfcBoolean
IsWired | Yes | Indication whether the glass includes a contained wire mesh to prevent break-in (TRUE) or not (FALSE) | IfcBoolean
Reflectivity |  | Fraction of the visible light that is reflected by the glazing at normal incidence. It is a value without unit. | IfcPositiveRatioMeasure
SolarHeatGainTransmittance |  | Total solar heat transmittance that passes the glazing at normal incidence. It is a value without unit, often referred to as (SHGC):. | IfcPositiveRatioMeasure
ThermalTransmittanceSummer | U-value: Not calculated | Thermal transmittance coefficient (U-Value) of a material. Summer thermal transmittance coefficient of the glazing only, often referred to as (U-value) | IfcThermalTransmittanceMeasure
ThermalTransmittanceWinter | U-value: Not calculated | Thermal transmittance coefficient (U-Value) of a material. Winter thermal transmittance coefficient of the glazing only, often referred to as (U-value) | IfcThermalTransmittanceMeasure
Translucency |  | Fraction of the visible light that passes the glazing at normal incidence. It is a value without unit. | IfcPositiveRatioMeasure
Pset_DoorWindowShadingType
ExternalShadingCoefficient |  | Radiation transmission coefficient of the outside shading device. It is a value without unit. | IfcPositiveRatioMeasure
InsetShadingCoefficient |  | Radiation transmission coefficient of the shading device inside the glazing, symbol 'b - value'. It is a value without unit. | IfcPositiveRatioMeasure
InternalShadingCoefficient |  | Radiation transmission coefficient of the inside shading device, symbol 'b - value'. It is a value without unit. | IfcPositiveRatioMeasure
Pset_WindowCommon
AcousticRating |  | Acoustic rating for this object. It is giving according to the national building code. It indicates the sound transmission resistance of this object by an index ration (instead of providing full sound absorbtion values). | IfcLabel
FireRating |  | Fire rating for this object. It is given according to the national fire safety classification. | IfcLabel
GlazingAreaFraction | 1.000000 | Fraction of the glazing area relative to the total area of the filling element. It shall be used, if the glazing area is not given separately for all panels within the filling element. | IfcPositiveRatioMeasure
Infiltration |  | Infiltration flowrate of outside air for the filler object based on the area of the filler object at a pressure level of 50 Pascals. It shall be used, if the length of all joints is unknown. | IfcVolumetricFlowRateMeasure
IsExternal | No | Indication whether the element is designed for use in the exterior (TRUE) or not (FALSE). If (TRUE) it is an external element and faces the outside of the building. | IfcBoolean
Reference |  | Reference ID for this specified type in this project (e.g. type 'A-1') | IfcIdentifier
SecurityRating |  | Index based rating system indicating security level. It is giving according to the national building code. | IfcLabel
SmokeStop | No | Indication whether the object is designed to provide a smoke stop (TRUE) or not (FALSE). | IfcBoolean
ThermalTransmittance | 2.575604 | Thermal transmittance coefficient (U-Value) of a material. Here the total thermal transmittance coefficient through the wall (including all materials). | IfcThermalTransmittanceMeasure
Quantities
NominalDepth | 130 mm | Thickness | IfcQuantityLength
NominalHeight | 2200 mm | Height | IfcQuantityLength
NominalWidth | 4800 mm | Width | IfcQuantityLength
TotalArea | 10.56 m² | Total area | IfcAreaMeasure
21762 | Four sided sliding window |  | 5450 | 2200 | 11.99 | 1 | 11.99
Name | Value | Description | Categorize in IFC as:
ARCHline.XP Common
ArticleNumber |  | ArticleNumber | IfcLabel
Description |  | Description of the object | IfcLabel
Manufacturer | Generic | Manufacturer | IfcLabel
Name | Four sided sliding window | IFC name of the object | IfcLabel
Price |  | Price | IfcLabel
Pset_DoorWindowGlazingType
BeamRadiationTransmittance |  | Direct solar radiation transmittance that passes the glazing at normal incidence. It is a value without unit, often referred to as (Tsol). | IfcPositiveRatioMeasure
FillGas |  | Name of the gas by which the gap between two glass layers is filled. It is given for information purposes only. | IfcLabel
GlassColor |  | Colour (tint) selection for this glazing. It is given for information purposes only. | IfcLabel
GlassLayers |  | Number of glass layers within the frame. E.g. '2' for double glazing. | IfcCountMeasure
GlassThickness1 |  | Thickness of the first (inner) glass layer. | IfcPositiveLengthMeasure
GlassThickness2 |  | Thickness of the second (intermediate or outer) glass layer. | IfcPositiveLengthMeasure
GlassThickness3 |  | Thickness of the third (outer) glass layer. | IfcPositiveLengthMeasure
IsCoated | Yes | Indication whether the glass is coated with a material (TRUE) or not (FALSE). | IfcBoolean
IsLaminated | Yes | Indication whether the glass is layered with other materials (TRUE) or not (FALSE). | IfcBoolean
IsTempered | Yes | Indication whether the glass is tempered (TRUE) or not (FALSE). | IfcBoolean
IsWired | Yes | Indication whether the glass includes a contained wire mesh to prevent break-in (TRUE) or not (FALSE) | IfcBoolean
Reflectivity |  | Fraction of the visible light that is reflected by the glazing at normal incidence. It is a value without unit. | IfcPositiveRatioMeasure
SolarHeatGainTransmittance |  | Total solar heat transmittance that passes the glazing at normal incidence. It is a value without unit, often referred to as (SHGC):. | IfcPositiveRatioMeasure
ThermalTransmittanceSummer | U-value: Not calculated | Thermal transmittance coefficient (U-Value) of a material. Summer thermal transmittance coefficient of the glazing only, often referred to as (U-value) | IfcThermalTransmittanceMeasure
ThermalTransmittanceWinter | U-value: Not calculated | Thermal transmittance coefficient (U-Value) of a material. Winter thermal transmittance coefficient of the glazing only, often referred to as (U-value) | IfcThermalTransmittanceMeasure
Translucency |  | Fraction of the visible light that passes the glazing at normal incidence. It is a value without unit. | IfcPositiveRatioMeasure
Pset_DoorWindowShadingType
ExternalShadingCoefficient |  | Radiation transmission coefficient of the outside shading device. It is a value without unit. | IfcPositiveRatioMeasure
InsetShadingCoefficient |  | Radiation transmission coefficient of the shading device inside the glazing, symbol 'b - value'. It is a value without unit. | IfcPositiveRatioMeasure
InternalShadingCoefficient |  | Radiation transmission coefficient of the inside shading device, symbol 'b - value'. It is a value without unit. | IfcPositiveRatioMeasure
Pset_WindowCommon
AcousticRating |  | Acoustic rating for this object. It is giving according to the national building code. It indicates the sound transmission resistance of this object by an index ration (instead of providing full sound absorbtion values). | IfcLabel
FireRating |  | Fire rating for this object. It is given according to the national fire safety classification. | IfcLabel
GlazingAreaFraction | 1.000000 | Fraction of the glazing area relative to the total area of the filling element. It shall be used, if the glazing area is not given separately for all panels within the filling element. | IfcPositiveRatioMeasure
Infiltration |  | Infiltration flowrate of outside air for the filler object based on the area of the filler object at a pressure level of 50 Pascals. It shall be used, if the length of all joints is unknown. | IfcVolumetricFlowRateMeasure
IsExternal | No | Indication whether the element is designed for use in the exterior (TRUE) or not (FALSE). If (TRUE) it is an external element and faces the outside of the building. | IfcBoolean
Reference |  | Reference ID for this specified type in this project (e.g. type 'A-1') | IfcIdentifier
SecurityRating |  | Index based rating system indicating security level. It is giving according to the national building code. | IfcLabel
SmokeStop | No | Indication whether the object is designed to provide a smoke stop (TRUE) or not (FALSE). | IfcBoolean
ThermalTransmittance | 2.586781 | Thermal transmittance coefficient (U-Value) of a material. Here the total thermal transmittance coefficient through the wall (including all materials). | IfcThermalTransmittanceMeasure
Quantities
NominalDepth | 130 mm | Thickness | IfcQuantityLength
NominalHeight | 2200 mm | Height | IfcQuantityLength
NominalWidth | 5450 mm | Width | IfcQuantityLength
TotalArea | 11.99 m² | Total area | IfcAreaMeasure
24162 | Four sided sliding window |  | 5450 | 2200 | 11.99 | 1 | 11.99
Name | Value | Description | Categorize in IFC as:
ARCHline.XP Common
ArticleNumber |  | ArticleNumber | IfcLabel
Description |  | Description of the object | IfcLabel
Manufacturer | Generic | Manufacturer | IfcLabel
Name | Four sided sliding window | IFC name of the object | IfcLabel
Price |  | Price | IfcLabel
Pset_DoorWindowGlazingType
BeamRadiationTransmittance |  | Direct solar radiation transmittance that passes the glazing at normal incidence. It is a value without unit, often referred to as (Tsol). | IfcPositiveRatioMeasure
FillGas |  | Name of the gas by which the gap between two glass layers is filled. It is given for information purposes only. | IfcLabel
GlassColor |  | Colour (tint) selection for this glazing. It is given for information purposes only. | IfcLabel
GlassLayers |  | Number of glass layers within the frame. E.g. '2' for double glazing. | IfcCountMeasure
GlassThickness1 |  | Thickness of the first (inner) glass layer. | IfcPositiveLengthMeasure
GlassThickness2 |  | Thickness of the second (intermediate or outer) glass layer. | IfcPositiveLengthMeasure
GlassThickness3 |  | Thickness of the third (outer) glass layer. | IfcPositiveLengthMeasure
IsCoated | Yes | Indication whether the glass is coated with a material (TRUE) or not (FALSE). | IfcBoolean
IsLaminated | Yes | Indication whether the glass is layered with other materials (TRUE) or not (FALSE). | IfcBoolean
IsTempered | Yes | Indication whether the glass is tempered (TRUE) or not (FALSE). | IfcBoolean
IsWired | Yes | Indication whether the glass includes a contained wire mesh to prevent break-in (TRUE) or not (FALSE) | IfcBoolean
Reflectivity |  | Fraction of the visible light that is reflected by the glazing at normal incidence. It is a value without unit. | IfcPositiveRatioMeasure
SolarHeatGainTransmittance |  | Total solar heat transmittance that passes the glazing at normal incidence. It is a value without unit, often referred to as (SHGC):. | IfcPositiveRatioMeasure
ThermalTransmittanceSummer | U-value: Not calculated | Thermal transmittance coefficient (U-Value) of a material. Summer thermal transmittance coefficient of the glazing only, often referred to as (U-value) | IfcThermalTransmittanceMeasure
ThermalTransmittanceWinter | U-value: Not calculated | Thermal transmittance coefficient (U-Value) of a material. Winter thermal transmittance coefficient of the glazing only, often referred to as (U-value) | IfcThermalTransmittanceMeasure
Translucency |  | Fraction of the visible light that passes the glazing at normal incidence. It is a value without unit. | IfcPositiveRatioMeasure
Pset_DoorWindowShadingType
ExternalShadingCoefficient |  | Radiation transmission coefficient of the outside shading device. It is a value without unit. | IfcPositiveRatioMeasure
InsetShadingCoefficient |  | Radiation transmission coefficient of the shading device inside the glazing, symbol 'b - value'. It is a value without unit. | IfcPositiveRatioMeasure
InternalShadingCoefficient |  | Radiation transmission coefficient of the inside shading device, symbol 'b - value'. It is a value without unit. | IfcPositiveRatioMeasure
Pset_WindowCommon
AcousticRating |  | Acoustic rating for this object. It is giving according to the national building code. It indicates the sound transmission resistance of this object by an index ration (instead of providing full sound absorbtion values). | IfcLabel
FireRating |  | Fire rating for this object. It is given according to the national fire safety classification. | IfcLabel
GlazingAreaFraction | 1.000000 | Fraction of the glazing area relative to the total area of the filling element. It shall be used, if the glazing area is not given separately for all panels within the filling element. | IfcPositiveRatioMeasure
Infiltration |  | Infiltration flowrate of outside air for the filler object based on the area of the filler object at a pressure level of 50 Pascals. It shall be used, if the length of all joints is unknown. | IfcVolumetricFlowRateMeasure
IsExternal | No | Indication whether the element is designed for use in the exterior (TRUE) or not (FALSE). If (TRUE) it is an external element and faces the outside of the building. | IfcBoolean
Reference |  | Reference ID for this specified type in this project (e.g. type 'A-1') | IfcIdentifier
SecurityRating |  | Index based rating system indicating security level. It is giving according to the national building code. | IfcLabel
SmokeStop | No | Indication whether the object is designed to provide a smoke stop (TRUE) or not (FALSE). | IfcBoolean
ThermalTransmittance | 2.586781 | Thermal transmittance coefficient (U-Value) of a material. Here the total thermal transmittance coefficient through the wall (including all materials). | IfcThermalTransmittanceMeasure
Quantities
NominalDepth | 130 mm | Thickness | IfcQuantityLength
NominalHeight | 2200 mm | Height | IfcQuantityLength
NominalWidth | 5450 mm | Width | IfcQuantityLength
TotalArea | 11.99 m² | Total area | IfcAreaMeasure

## Door list
Door list
ID | Name | Picture | Width [mm] | Height [mm] | Area m2 | Copies | Total area[m2]
23721 | Sliding in 1 |  | 1200 | 2020 | 2.424 | 1 | 2.424
Name | Value | Description | Categorize in IFC as:
ARCHline.XP Common
ArticleNumber |  | ArticleNumber | IfcLabel
Description |  | Description of the object | IfcLabel
Manufacturer | Generic | Manufacturer | IfcLabel
Name | Sliding in 1 | IFC name of the object | IfcLabel
Price |  | Price | IfcLabel
Pset_DoorCommon
AcousticRating |  | Acoustic rating for this object. It is giving according to the national building code. It indicates the sound transmission resistance of this object by an index ration (instead of providing full sound absorbtion values). | IfcLabel
FireExit | No | Indication whether this object is designed to serve as an exit in the case of fire (TRUE) or not (FALSE). Here it defines an exit door in accordance to the national building code. | IfcBoolean
FireRating |  | Fire rating for this object. It is given according to the national fire safety classification. | IfcLabel
GlazingAreaFraction |  | Thermal transmittance coefficient (U-Value) of a material. It applies to the total door construction. | IfcPositiveRatioMeasure
HandicapAccessible | No | Indication that this object is designed to be accessible by the handicapped. It is giving according to the requirements of the national building code. | IfcBoolean
Infiltration |  | Infiltration flowrate of outside air for the filler object based on the area of the filler object at a pressure level of 50 Pascals. It shall be used, if the length of all joints is unknown. | IfcVolumetricFlowRateMeasure
IsExternal | No | Indication whether the element is designed for use in the exterior (TRUE) or not (FALSE). If (TRUE) it is an external element and faces the outside of the building. | IfcBoolean
Reference |  | Reference ID for this specified type in this project (e.g. type 'A-1') | IfcIdentifier
SecurityRating |  | Index based rating system indicating security level. It is giving according to the national building code. | IfcLabel
SelfClosing | No | Indication whether this object is designed to close automatically after use (TRUE) or not (FALSE). | IfcBoolean
SmokeStop | No | Indication whether the object is designed to provide a smoke stop (TRUE) or not (FALSE). | IfcBoolean
ThermalTransmittance | 1.043655 | Thermal transmittance coefficient (U-Value) of a material. Here the total thermal transmittance coefficient through the wall (including all materials). | IfcThermalTransmittanceMeasure
Pset_DoorWindowGlazingType
BeamRadiationTransmittance |  | Direct solar radiation transmittance that passes the glazing at normal incidence. It is a value without unit, often referred to as (Tsol). | IfcPositiveRatioMeasure
FillGas |  | Name of the gas by which the gap between two glass layers is filled. It is given for information purposes only. | IfcLabel
GlassColor |  | Colour (tint) selection for this glazing. It is given for information purposes only. | IfcLabel
GlassLayers |  | Number of glass layers within the frame. E.g. '2' for double glazing. | IfcCountMeasure
GlassThickness1 |  | Thickness of the first (inner) glass layer. | IfcPositiveLengthMeasure
GlassThickness2 |  | Thickness of the second (intermediate or outer) glass layer. | IfcPositiveLengthMeasure
GlassThickness3 |  | Thickness of the third (outer) glass layer. | IfcPositiveLengthMeasure
IsCoated | Yes | Indication whether the glass is coated with a material (TRUE) or not (FALSE). | IfcBoolean
IsLaminated | Yes | Indication whether the glass is layered with other materials (TRUE) or not (FALSE). | IfcBoolean
IsTempered | Yes | Indication whether the glass is tempered (TRUE) or not (FALSE). | IfcBoolean
IsWired | Yes | Indication whether the glass includes a contained wire mesh to prevent break-in (TRUE) or not (FALSE) | IfcBoolean
Reflectivity |  | Fraction of the visible light that is reflected by the glazing at normal incidence. It is a value without unit. | IfcPositiveRatioMeasure
SolarHeatGainTransmittance |  | Total solar heat transmittance that passes the glazing at normal incidence. It is a value without unit, often referred to as (SHGC):. | IfcPositiveRatioMeasure
ThermalTransmittanceSummer | U-value: Not calculated | Thermal transmittance coefficient (U-Value) of a material. Summer thermal transmittance coefficient of the glazing only, often referred to as (U-value) | IfcThermalTransmittanceMeasure
ThermalTransmittanceWinter | U-value: Not calculated | Thermal transmittance coefficient (U-Value) of a material. Winter thermal transmittance coefficient of the glazing only, often referred to as (U-value) | IfcThermalTransmittanceMeasure
Translucency |  | Fraction of the visible light that passes the glazing at normal incidence. It is a value without unit. | IfcPositiveRatioMeasure
Pset_DoorWindowShadingType
ExternalShadingCoefficient |  | Radiation transmission coefficient of the outside shading device. It is a value without unit. | IfcPositiveRatioMeasure
InsetShadingCoefficient |  | Radiation transmission coefficient of the shading device inside the glazing, symbol 'b - value'. It is a value without unit. | IfcPositiveRatioMeasure
InternalShadingCoefficient |  | Radiation transmission coefficient of the inside shading device, symbol 'b - value'. It is a value without unit. | IfcPositiveRatioMeasure
Quantities
NominalDepth | 150 mm | Thickness | IfcQuantityLength
NominalHeight | 2020 mm | Height | IfcQuantityLength
NominalWidth | 1200 mm | Width | IfcQuantityLength
TotalArea | 2.42 m² | Total area | IfcAreaMeasure
23796;24105;21816 | Flush |  | 940 | 2020 | 1.899 | 3 | 5.696
Name | Value | Description | Categorize in IFC as:
ARCHline.XP Common
ArticleNumber |  | ArticleNumber | IfcLabel
Description |  | Description of the object | IfcLabel
Manufacturer | Generic | Manufacturer | IfcLabel
Name | Flush | IFC name of the object | IfcLabel
Price |  | Price | IfcLabel
Pset_DoorCommon
AcousticRating |  | Acoustic rating for this object. It is giving according to the national building code. It indicates the sound transmission resistance of this object by an index ration (instead of providing full sound absorbtion values). | IfcLabel
FireExit | No | Indication whether this object is designed to serve as an exit in the case of fire (TRUE) or not (FALSE). Here it defines an exit door in accordance to the national building code. | IfcBoolean
FireRating |  | Fire rating for this object. It is given according to the national fire safety classification. | IfcLabel
GlazingAreaFraction |  | Thermal transmittance coefficient (U-Value) of a material. It applies to the total door construction. | IfcPositiveRatioMeasure
HandicapAccessible | No | Indication that this object is designed to be accessible by the handicapped. It is giving according to the requirements of the national building code. | IfcBoolean
Infiltration |  | Infiltration flowrate of outside air for the filler object based on the area of the filler object at a pressure level of 50 Pascals. It shall be used, if the length of all joints is unknown. | IfcVolumetricFlowRateMeasure
IsExternal | No | Indication whether the element is designed for use in the exterior (TRUE) or not (FALSE). If (TRUE) it is an external element and faces the outside of the building. | IfcBoolean
Reference |  | Reference ID for this specified type in this project (e.g. type 'A-1') | IfcIdentifier
SecurityRating |  | Index based rating system indicating security level. It is giving according to the national building code. | IfcLabel
SelfClosing | No | Indication whether this object is designed to close automatically after use (TRUE) or not (FALSE). | IfcBoolean
SmokeStop | No | Indication whether the object is designed to provide a smoke stop (TRUE) or not (FALSE). | IfcBoolean
ThermalTransmittance | 1.028673 | Thermal transmittance coefficient (U-Value) of a material. Here the total thermal transmittance coefficient through the wall (including all materials). | IfcThermalTransmittanceMeasure
Pset_DoorWindowGlazingType
BeamRadiationTransmittance |  | Direct solar radiation transmittance that passes the glazing at normal incidence. It is a value without unit, often referred to as (Tsol). | IfcPositiveRatioMeasure
FillGas |  | Name of the gas by which the gap between two glass layers is filled. It is given for information purposes only. | IfcLabel
GlassColor |  | Colour (tint) selection for this glazing. It is given for information purposes only. | IfcLabel
GlassLayers |  | Number of glass layers within the frame. E.g. '2' for double glazing. | IfcCountMeasure
GlassThickness1 |  | Thickness of the first (inner) glass layer. | IfcPositiveLengthMeasure
GlassThickness2 |  | Thickness of the second (intermediate or outer) glass layer. | IfcPositiveLengthMeasure
GlassThickness3 |  | Thickness of the third (outer) glass layer. | IfcPositiveLengthMeasure
IsCoated | Yes | Indication whether the glass is coated with a material (TRUE) or not (FALSE). | IfcBoolean
IsLaminated | Yes | Indication whether the glass is layered with other materials (TRUE) or not (FALSE). | IfcBoolean
IsTempered | Yes | Indication whether the glass is tempered (TRUE) or not (FALSE). | IfcBoolean
IsWired | Yes | Indication whether the glass includes a contained wire mesh to prevent break-in (TRUE) or not (FALSE) | IfcBoolean
Reflectivity |  | Fraction of the visible light that is reflected by the glazing at normal incidence. It is a value without unit. | IfcPositiveRatioMeasure
SolarHeatGainTransmittance |  | Total solar heat transmittance that passes the glazing at normal incidence. It is a value without unit, often referred to as (SHGC):. | IfcPositiveRatioMeasure
ThermalTransmittanceSummer | U-value: Not calculated | Thermal transmittance coefficient (U-Value) of a material. Summer thermal transmittance coefficient of the glazing only, often referred to as (U-value) | IfcThermalTransmittanceMeasure
ThermalTransmittanceWinter | U-value: Not calculated | Thermal transmittance coefficient (U-Value) of a material. Winter thermal transmittance coefficient of the glazing only, often referred to as (U-value) | IfcThermalTransmittanceMeasure
Translucency |  | Fraction of the visible light that passes the glazing at normal incidence. It is a value without unit. | IfcPositiveRatioMeasure
Pset_DoorWindowShadingType
ExternalShadingCoefficient |  | Radiation transmission coefficient of the outside shading device. It is a value without unit. | IfcPositiveRatioMeasure
InsetShadingCoefficient |  | Radiation transmission coefficient of the shading device inside the glazing, symbol 'b - value'. It is a value without unit. | IfcPositiveRatioMeasure
InternalShadingCoefficient |  | Radiation transmission coefficient of the inside shading device, symbol 'b - value'. It is a value without unit. | IfcPositiveRatioMeasure
Quantities
NominalDepth | 150 mm | Thickness | IfcQuantityLength
NominalHeight | 2020 mm | Height | IfcQuantityLength
NominalWidth | 940 mm | Width | IfcQuantityLength
TotalArea | 1.9 m² | Total area | IfcAreaMeasure
24530 | Flush |  | 790 | 2020 | 1.596 | 1 | 1.596
Name | Value | Description | Categorize in IFC as:
ARCHline.XP Common
ArticleNumber |  | ArticleNumber | IfcLabel
Description |  | Description of the object | IfcLabel
Manufacturer | Generic | Manufacturer | IfcLabel
Name | Flush | IFC name of the object | IfcLabel
Price |  | Price | IfcLabel
Pset_DoorCommon
AcousticRating |  | Acoustic rating for this object. It is giving according to the national building code. It indicates the sound transmission resistance of this object by an index ration (instead of providing full sound absorbtion values). | IfcLabel
FireExit | No | Indication whether this object is designed to serve as an exit in the case of fire (TRUE) or not (FALSE). Here it defines an exit door in accordance to the national building code. | IfcBoolean
FireRating |  | Fire rating for this object. It is given according to the national fire safety classification. | IfcLabel
GlazingAreaFraction |  | Thermal transmittance coefficient (U-Value) of a material. It applies to the total door construction. | IfcPositiveRatioMeasure
HandicapAccessible | No | Indication that this object is designed to be accessible by the handicapped. It is giving according to the requirements of the national building code. | IfcBoolean
Infiltration |  | Infiltration flowrate of outside air for the filler object based on the area of the filler object at a pressure level of 50 Pascals. It shall be used, if the length of all joints is unknown. | IfcVolumetricFlowRateMeasure
IsExternal | No | Indication whether the element is designed for use in the exterior (TRUE) or not (FALSE). If (TRUE) it is an external element and faces the outside of the building. | IfcBoolean
Reference |  | Reference ID for this specified type in this project (e.g. type 'A-1') | IfcIdentifier
SecurityRating |  | Index based rating system indicating security level. It is giving according to the national building code. | IfcLabel
SelfClosing | No | Indication whether this object is designed to close automatically after use (TRUE) or not (FALSE). | IfcBoolean
SmokeStop | No | Indication whether the object is designed to provide a smoke stop (TRUE) or not (FALSE). | IfcBoolean
ThermalTransmittance | 1.015543 | Thermal transmittance coefficient (U-Value) of a material. Here the total thermal transmittance coefficient through the wall (including all materials). | IfcThermalTransmittanceMeasure
Pset_DoorWindowGlazingType
BeamRadiationTransmittance |  | Direct solar radiation transmittance that passes the glazing at normal incidence. It is a value without unit, often referred to as (Tsol). | IfcPositiveRatioMeasure
FillGas |  | Name of the gas by which the gap between two glass layers is filled. It is given for information purposes only. | IfcLabel
GlassColor |  | Colour (tint) selection for this glazing. It is given for information purposes only. | IfcLabel
GlassLayers |  | Number of glass layers within the frame. E.g. '2' for double glazing. | IfcCountMeasure
GlassThickness1 |  | Thickness of the first (inner) glass layer. | IfcPositiveLengthMeasure
GlassThickness2 |  | Thickness of the second (intermediate or outer) glass layer. | IfcPositiveLengthMeasure
GlassThickness3 |  | Thickness of the third (outer) glass layer. | IfcPositiveLengthMeasure
IsCoated | Yes | Indication whether the glass is coated with a material (TRUE) or not (FALSE). | IfcBoolean
IsLaminated | Yes | Indication whether the glass is layered with other materials (TRUE) or not (FALSE). | IfcBoolean
IsTempered | Yes | Indication whether the glass is tempered (TRUE) or not (FALSE). | IfcBoolean
IsWired | Yes | Indication whether the glass includes a contained wire mesh to prevent break-in (TRUE) or not (FALSE) | IfcBoolean
Reflectivity |  | Fraction of the visible light that is reflected by the glazing at normal incidence. It is a value without unit. | IfcPositiveRatioMeasure
SolarHeatGainTransmittance |  | Total solar heat transmittance that passes the glazing at normal incidence. It is a value without unit, often referred to as (SHGC):. | IfcPositiveRatioMeasure
ThermalTransmittanceSummer | U-value: Not calculated | Thermal transmittance coefficient (U-Value) of a material. Summer thermal transmittance coefficient of the glazing only, often referred to as (U-value) | IfcThermalTransmittanceMeasure
ThermalTransmittanceWinter | U-value: Not calculated | Thermal transmittance coefficient (U-Value) of a material. Winter thermal transmittance coefficient of the glazing only, often referred to as (U-value) | IfcThermalTransmittanceMeasure
Translucency |  | Fraction of the visible light that passes the glazing at normal incidence. It is a value without unit. | IfcPositiveRatioMeasure
Pset_DoorWindowShadingType
ExternalShadingCoefficient |  | Radiation transmission coefficient of the outside shading device. It is a value without unit. | IfcPositiveRatioMeasure
InsetShadingCoefficient |  | Radiation transmission coefficient of the shading device inside the glazing, symbol 'b - value'. It is a value without unit. | IfcPositiveRatioMeasure
InternalShadingCoefficient |  | Radiation transmission coefficient of the inside shading device, symbol 'b - value'. It is a value without unit. | IfcPositiveRatioMeasure
Quantities
NominalDepth | 150 mm | Thickness | IfcQuantityLength
NominalHeight | 2020 mm | Height | IfcQuantityLength
NominalWidth | 790 mm | Width | IfcQuantityLength
TotalArea | 1.6 m² | Total area | IfcAreaMeasure
27676 | Sliding in 1 |  | 1200 | 2020 | 2.424 | 1 | 2.424
Name | Value | Description | Categorize in IFC as:
ARCHline.XP Common
ArticleNumber |  | ArticleNumber | IfcLabel
Description |  | Description of the object | IfcLabel
Manufacturer | Generic | Manufacturer | IfcLabel
Name | Sliding in 1 | IFC name of the object | IfcLabel
Price |  | Price | IfcLabel
Pset_DoorCommon
AcousticRating |  | Acoustic rating for this object. It is giving according to the national building code. It indicates the sound transmission resistance of this object by an index ration (instead of providing full sound absorbtion values). | IfcLabel
FireExit | No | Indication whether this object is designed to serve as an exit in the case of fire (TRUE) or not (FALSE). Here it defines an exit door in accordance to the national building code. | IfcBoolean
FireRating |  | Fire rating for this object. It is given according to the national fire safety classification. | IfcLabel
GlazingAreaFraction |  | Thermal transmittance coefficient (U-Value) of a material. It applies to the total door construction. | IfcPositiveRatioMeasure
HandicapAccessible | No | Indication that this object is designed to be accessible by the handicapped. It is giving according to the requirements of the national building code. | IfcBoolean
Infiltration |  | Infiltration flowrate of outside air for the filler object based on the area of the filler object at a pressure level of 50 Pascals. It shall be used, if the length of all joints is unknown. | IfcVolumetricFlowRateMeasure
IsExternal | No | Indication whether the element is designed for use in the exterior (TRUE) or not (FALSE). If (TRUE) it is an external element and faces the outside of the building. | IfcBoolean
Reference |  | Reference ID for this specified type in this project (e.g. type 'A-1') | IfcIdentifier
SecurityRating |  | Index based rating system indicating security level. It is giving according to the national building code. | IfcLabel
SelfClosing | No | Indication whether this object is designed to close automatically after use (TRUE) or not (FALSE). | IfcBoolean
SmokeStop | No | Indication whether the object is designed to provide a smoke stop (TRUE) or not (FALSE). | IfcBoolean
ThermalTransmittance | 1.043655 | Thermal transmittance coefficient (U-Value) of a material. Here the total thermal transmittance coefficient through the wall (including all materials). | IfcThermalTransmittanceMeasure
Pset_DoorWindowGlazingType
BeamRadiationTransmittance |  | Direct solar radiation transmittance that passes the glazing at normal incidence. It is a value without unit, often referred to as (Tsol). | IfcPositiveRatioMeasure
FillGas |  | Name of the gas by which the gap between two glass layers is filled. It is given for information purposes only. | IfcLabel
GlassColor |  | Colour (tint) selection for this glazing. It is given for information purposes only. | IfcLabel
GlassLayers |  | Number of glass layers within the frame. E.g. '2' for double glazing. | IfcCountMeasure
GlassThickness1 |  | Thickness of the first (inner) glass layer. | IfcPositiveLengthMeasure
GlassThickness2 |  | Thickness of the second (intermediate or outer) glass layer. | IfcPositiveLengthMeasure
GlassThickness3 |  | Thickness of the third (outer) glass layer. | IfcPositiveLengthMeasure
IsCoated | Yes | Indication whether the glass is coated with a material (TRUE) or not (FALSE). | IfcBoolean
IsLaminated | Yes | Indication whether the glass is layered with other materials (TRUE) or not (FALSE). | IfcBoolean
IsTempered | Yes | Indication whether the glass is tempered (TRUE) or not (FALSE). | IfcBoolean
IsWired | Yes | Indication whether the glass includes a contained wire mesh to prevent break-in (TRUE) or not (FALSE) | IfcBoolean
Reflectivity |  | Fraction of the visible light that is reflected by the glazing at normal incidence. It is a value without unit. | IfcPositiveRatioMeasure
SolarHeatGainTransmittance |  | Total solar heat transmittance that passes the glazing at normal incidence. It is a value without unit, often referred to as (SHGC):. | IfcPositiveRatioMeasure
ThermalTransmittanceSummer | U-value: Not calculated | Thermal transmittance coefficient (U-Value) of a material. Summer thermal transmittance coefficient of the glazing only, often referred to as (U-value) | IfcThermalTransmittanceMeasure
ThermalTransmittanceWinter | U-value: Not calculated | Thermal transmittance coefficient (U-Value) of a material. Winter thermal transmittance coefficient of the glazing only, often referred to as (U-value) | IfcThermalTransmittanceMeasure
Translucency |  | Fraction of the visible light that passes the glazing at normal incidence. It is a value without unit. | IfcPositiveRatioMeasure
Pset_DoorWindowShadingType
ExternalShadingCoefficient |  | Radiation transmission coefficient of the outside shading device. It is a value without unit. | IfcPositiveRatioMeasure
InsetShadingCoefficient |  | Radiation transmission coefficient of the shading device inside the glazing, symbol 'b - value'. It is a value without unit. | IfcPositiveRatioMeasure
InternalShadingCoefficient |  | Radiation transmission coefficient of the inside shading device, symbol 'b - value'. It is a value without unit. | IfcPositiveRatioMeasure
Quantities
NominalDepth | 150 mm | Thickness | IfcQuantityLength
NominalHeight | 2020 mm | Height | IfcQuantityLength
NominalWidth | 1200 mm | Width | IfcQuantityLength
TotalArea | 2.42 m² | Total area | IfcAreaMeasure
21771 | Sliding in 1 |  | 1200 | 2020 | 2.424 | 1 | 2.424
Name | Value | Description | Categorize in IFC as:
ARCHline.XP Common
ArticleNumber |  | ArticleNumber | IfcLabel
Description |  | Description of the object | IfcLabel
Manufacturer | Generic | Manufacturer | IfcLabel
Name | Sliding in 1 | IFC name of the object | IfcLabel
Price |  | Price | IfcLabel
Pset_DoorCommon
AcousticRating |  | Acoustic rating for this object. It is giving according to the national building code. It indicates the sound transmission resistance of this object by an index ration (instead of providing full sound absorbtion values). | IfcLabel
FireExit | No | Indication whether this object is designed to serve as an exit in the case of fire (TRUE) or not (FALSE). Here it defines an exit door in accordance to the national building code. | IfcBoolean
FireRating |  | Fire rating for this object. It is given according to the national fire safety classification. | IfcLabel
GlazingAreaFraction |  | Thermal transmittance coefficient (U-Value) of a material. It applies to the total door construction. | IfcPositiveRatioMeasure
HandicapAccessible | No | Indication that this object is designed to be accessible by the handicapped. It is giving according to the requirements of the national building code. | IfcBoolean
Infiltration |  | Infiltration flowrate of outside air for the filler object based on the area of the filler object at a pressure level of 50 Pascals. It shall be used, if the length of all joints is unknown. | IfcVolumetricFlowRateMeasure
IsExternal | No | Indication whether the element is designed for use in the exterior (TRUE) or not (FALSE). If (TRUE) it is an external element and faces the outside of the building. | IfcBoolean
Reference |  | Reference ID for this specified type in this project (e.g. type 'A-1') | IfcIdentifier
SecurityRating |  | Index based rating system indicating security level. It is giving according to the national building code. | IfcLabel
SelfClosing | No | Indication whether this object is designed to close automatically after use (TRUE) or not (FALSE). | IfcBoolean
SmokeStop | No | Indication whether the object is designed to provide a smoke stop (TRUE) or not (FALSE). | IfcBoolean
ThermalTransmittance | 1.043655 | Thermal transmittance coefficient (U-Value) of a material. Here the total thermal transmittance coefficient through the wall (including all materials). | IfcThermalTransmittanceMeasure
Pset_DoorWindowGlazingType
BeamRadiationTransmittance |  | Direct solar radiation transmittance that passes the glazing at normal incidence. It is a value without unit, often referred to as (Tsol). | IfcPositiveRatioMeasure
FillGas |  | Name of the gas by which the gap between two glass layers is filled. It is given for information purposes only. | IfcLabel
GlassColor |  | Colour (tint) selection for this glazing. It is given for information purposes only. | IfcLabel
GlassLayers |  | Number of glass layers within the frame. E.g. '2' for double glazing. | IfcCountMeasure
GlassThickness1 |  | Thickness of the first (inner) glass layer. | IfcPositiveLengthMeasure
GlassThickness2 |  | Thickness of the second (intermediate or outer) glass layer. | IfcPositiveLengthMeasure
GlassThickness3 |  | Thickness of the third (outer) glass layer. | IfcPositiveLengthMeasure
IsCoated | Yes | Indication whether the glass is coated with a material (TRUE) or not (FALSE). | IfcBoolean
IsLaminated | Yes | Indication whether the glass is layered with other materials (TRUE) or not (FALSE). | IfcBoolean
IsTempered | Yes | Indication whether the glass is tempered (TRUE) or not (FALSE). | IfcBoolean
IsWired | Yes | Indication whether the glass includes a contained wire mesh to prevent break-in (TRUE) or not (FALSE) | IfcBoolean
Reflectivity |  | Fraction of the visible light that is reflected by the glazing at normal incidence. It is a value without unit. | IfcPositiveRatioMeasure
SolarHeatGainTransmittance |  | Total solar heat transmittance that passes the glazing at normal incidence. It is a value without unit, often referred to as (SHGC):. | IfcPositiveRatioMeasure
ThermalTransmittanceSummer | U-value: Not calculated | Thermal transmittance coefficient (U-Value) of a material. Summer thermal transmittance coefficient of the glazing only, often referred to as (U-value) | IfcThermalTransmittanceMeasure
ThermalTransmittanceWinter | U-value: Not calculated | Thermal transmittance coefficient (U-Value) of a material. Winter thermal transmittance coefficient of the glazing only, often referred to as (U-value) | IfcThermalTransmittanceMeasure
Translucency |  | Fraction of the visible light that passes the glazing at normal incidence. It is a value without unit. | IfcPositiveRatioMeasure
Pset_DoorWindowShadingType
ExternalShadingCoefficient |  | Radiation transmission coefficient of the outside shading device. It is a value without unit. | IfcPositiveRatioMeasure
InsetShadingCoefficient |  | Radiation transmission coefficient of the shading device inside the glazing, symbol 'b - value'. It is a value without unit. | IfcPositiveRatioMeasure
InternalShadingCoefficient |  | Radiation transmission coefficient of the inside shading device, symbol 'b - value'. It is a value without unit. | IfcPositiveRatioMeasure
Quantities
NominalDepth | 150 mm | Thickness | IfcQuantityLength
NominalHeight | 2020 mm | Height | IfcQuantityLength
NominalWidth | 1200 mm | Width | IfcQuantityLength
TotalArea | 2.42 m² | Total area | IfcAreaMeasure
24590 | Portão de garagem |  | 2562.558 | 2617.974 | 6.709 | 1 | 6.709
Name | Value | Description | Categorize in IFC as:
ARCHline.XP Common
ArticleNumber |  | ArticleNumber | IfcLabel
Description |  | Description of the object | IfcLabel
Manufacturer | La Toulousaine | Manufacturer | IfcLabel
Name | Portão de garagem | IFC name of the object | IfcLabel
Price |  | Price | IfcLabel
Pset_DoorCommon
AcousticRating |  | Acoustic rating for this object. It is giving according to the national building code. It indicates the sound transmission resistance of this object by an index ration (instead of providing full sound absorbtion values). | IfcLabel
FireExit | No | Indication whether this object is designed to serve as an exit in the case of fire (TRUE) or not (FALSE). Here it defines an exit door in accordance to the national building code. | IfcBoolean
FireRating |  | Fire rating for this object. It is given according to the national fire safety classification. | IfcLabel
GlazingAreaFraction |  | Thermal transmittance coefficient (U-Value) of a material. It applies to the total door construction. | IfcPositiveRatioMeasure
HandicapAccessible | No | Indication that this object is designed to be accessible by the handicapped. It is giving according to the requirements of the national building code. | IfcBoolean
Infiltration |  | Infiltration flowrate of outside air for the filler object based on the area of the filler object at a pressure level of 50 Pascals. It shall be used, if the length of all joints is unknown. | IfcVolumetricFlowRateMeasure
IsExternal | No | Indication whether the element is designed for use in the exterior (TRUE) or not (FALSE). If (TRUE) it is an external element and faces the outside of the building. | IfcBoolean
Reference |  | Reference ID for this specified type in this project (e.g. type 'A-1') | IfcIdentifier
SecurityRating |  | Index based rating system indicating security level. It is giving according to the national building code. | IfcLabel
SelfClosing | No | Indication whether this object is designed to close automatically after use (TRUE) or not (FALSE). | IfcBoolean
SmokeStop | No | Indication whether the object is designed to provide a smoke stop (TRUE) or not (FALSE). | IfcBoolean
ThermalTransmittance | 1.079806 | Thermal transmittance coefficient (U-Value) of a material. Here the total thermal transmittance coefficient through the wall (including all materials). | IfcThermalTransmittanceMeasure
Pset_DoorWindowGlazingType
BeamRadiationTransmittance |  | Direct solar radiation transmittance that passes the glazing at normal incidence. It is a value without unit, often referred to as (Tsol). | IfcPositiveRatioMeasure
FillGas |  | Name of the gas by which the gap between two glass layers is filled. It is given for information purposes only. | IfcLabel
GlassColor |  | Colour (tint) selection for this glazing. It is given for information purposes only. | IfcLabel
GlassLayers |  | Number of glass layers within the frame. E.g. '2' for double glazing. | IfcCountMeasure
GlassThickness1 |  | Thickness of the first (inner) glass layer. | IfcPositiveLengthMeasure
GlassThickness2 |  | Thickness of the second (intermediate or outer) glass layer. | IfcPositiveLengthMeasure
GlassThickness3 |  | Thickness of the third (outer) glass layer. | IfcPositiveLengthMeasure
IsCoated | Yes | Indication whether the glass is coated with a material (TRUE) or not (FALSE). | IfcBoolean
IsLaminated | Yes | Indication whether the glass is layered with other materials (TRUE) or not (FALSE). | IfcBoolean
IsTempered | Yes | Indication whether the glass is tempered (TRUE) or not (FALSE). | IfcBoolean
IsWired | Yes | Indication whether the glass includes a contained wire mesh to prevent break-in (TRUE) or not (FALSE) | IfcBoolean
Reflectivity |  | Fraction of the visible light that is reflected by the glazing at normal incidence. It is a value without unit. | IfcPositiveRatioMeasure
SolarHeatGainTransmittance |  | Total solar heat transmittance that passes the glazing at normal incidence. It is a value without unit, often referred to as (SHGC):. | IfcPositiveRatioMeasure
ThermalTransmittanceSummer | U-value: Not calculated | Thermal transmittance coefficient (U-Value) of a material. Summer thermal transmittance coefficient of the glazing only, often referred to as (U-value) | IfcThermalTransmittanceMeasure
ThermalTransmittanceWinter | U-value: Not calculated | Thermal transmittance coefficient (U-Value) of a material. Winter thermal transmittance coefficient of the glazing only, often referred to as (U-value) | IfcThermalTransmittanceMeasure
Translucency |  | Fraction of the visible light that passes the glazing at normal incidence. It is a value without unit. | IfcPositiveRatioMeasure
Pset_DoorWindowShadingType
ExternalShadingCoefficient |  | Radiation transmission coefficient of the outside shading device. It is a value without unit. | IfcPositiveRatioMeasure
InsetShadingCoefficient |  | Radiation transmission coefficient of the shading device inside the glazing, symbol 'b - value'. It is a value without unit. | IfcPositiveRatioMeasure
InternalShadingCoefficient |  | Radiation transmission coefficient of the inside shading device, symbol 'b - value'. It is a value without unit. | IfcPositiveRatioMeasure
Quantities
NominalDepth | 65.3 mm | Thickness | IfcQuantityLength
NominalHeight | 2618 mm | Height | IfcQuantityLength
NominalWidth | 2562.6 mm | Width | IfcQuantityLength
TotalArea | 6.71 m² | Total area | IfcAreaMeasure
24430 | Flush internal double |  | 1840 | 2020 | 3.717 | 1 | 3.717
Name | Value | Description | Categorize in IFC as:
ARCHline.XP Common
ArticleNumber |  | ArticleNumber | IfcLabel
Description |  | Description of the object | IfcLabel
Manufacturer | Generic | Manufacturer | IfcLabel
Name | Flush internal double | IFC name of the object | IfcLabel
Price |  | Price | IfcLabel
Pset_DoorCommon
AcousticRating |  | Acoustic rating for this object. It is giving according to the national building code. It indicates the sound transmission resistance of this object by an index ration (instead of providing full sound absorbtion values). | IfcLabel
FireExit | No | Indication whether this object is designed to serve as an exit in the case of fire (TRUE) or not (FALSE). Here it defines an exit door in accordance to the national building code. | IfcBoolean
FireRating |  | Fire rating for this object. It is given according to the national fire safety classification. | IfcLabel
GlazingAreaFraction |  | Thermal transmittance coefficient (U-Value) of a material. It applies to the total door construction. | IfcPositiveRatioMeasure
HandicapAccessible | No | Indication that this object is designed to be accessible by the handicapped. It is giving according to the requirements of the national building code. | IfcBoolean
Infiltration |  | Infiltration flowrate of outside air for the filler object based on the area of the filler object at a pressure level of 50 Pascals. It shall be used, if the length of all joints is unknown. | IfcVolumetricFlowRateMeasure
IsExternal | No | Indication whether the element is designed for use in the exterior (TRUE) or not (FALSE). If (TRUE) it is an external element and faces the outside of the building. | IfcBoolean
Reference |  | Reference ID for this specified type in this project (e.g. type 'A-1') | IfcIdentifier
SecurityRating |  | Index based rating system indicating security level. It is giving according to the national building code. | IfcLabel
SelfClosing | No | Indication whether this object is designed to close automatically after use (TRUE) or not (FALSE). | IfcBoolean
SmokeStop | No | Indication whether the object is designed to provide a smoke stop (TRUE) or not (FALSE). | IfcBoolean
ThermalTransmittance | 1.062496 | Thermal transmittance coefficient (U-Value) of a material. Here the total thermal transmittance coefficient through the wall (including all materials). | IfcThermalTransmittanceMeasure
Pset_DoorWindowGlazingType
BeamRadiationTransmittance |  | Direct solar radiation transmittance that passes the glazing at normal incidence. It is a value without unit, often referred to as (Tsol). | IfcPositiveRatioMeasure
FillGas |  | Name of the gas by which the gap between two glass layers is filled. It is given for information purposes only. | IfcLabel
GlassColor |  | Colour (tint) selection for this glazing. It is given for information purposes only. | IfcLabel
GlassLayers |  | Number of glass layers within the frame. E.g. '2' for double glazing. | IfcCountMeasure
GlassThickness1 |  | Thickness of the first (inner) glass layer. | IfcPositiveLengthMeasure
GlassThickness2 |  | Thickness of the second (intermediate or outer) glass layer. | IfcPositiveLengthMeasure
GlassThickness3 |  | Thickness of the third (outer) glass layer. | IfcPositiveLengthMeasure
IsCoated | Yes | Indication whether the glass is coated with a material (TRUE) or not (FALSE). | IfcBoolean
IsLaminated | Yes | Indication whether the glass is layered with other materials (TRUE) or not (FALSE). | IfcBoolean
IsTempered | Yes | Indication whether the glass is tempered (TRUE) or not (FALSE). | IfcBoolean
IsWired | Yes | Indication whether the glass includes a contained wire mesh to prevent break-in (TRUE) or not (FALSE) | IfcBoolean
Reflectivity |  | Fraction of the visible light that is reflected by the glazing at normal incidence. It is a value without unit. | IfcPositiveRatioMeasure
SolarHeatGainTransmittance |  | Total solar heat transmittance that passes the glazing at normal incidence. It is a value without unit, often referred to as (SHGC):. | IfcPositiveRatioMeasure
ThermalTransmittanceSummer | U-value: Not calculated | Thermal transmittance coefficient (U-Value) of a material. Summer thermal transmittance coefficient of the glazing only, often referred to as (U-value) | IfcThermalTransmittanceMeasure
ThermalTransmittanceWinter | U-value: Not calculated | Thermal transmittance coefficient (U-Value) of a material. Winter thermal transmittance coefficient of the glazing only, often referred to as (U-value) | IfcThermalTransmittanceMeasure
Translucency |  | Fraction of the visible light that passes the glazing at normal incidence. It is a value without unit. | IfcPositiveRatioMeasure
Pset_DoorWindowShadingType
ExternalShadingCoefficient |  | Radiation transmission coefficient of the outside shading device. It is a value without unit. | IfcPositiveRatioMeasure
InsetShadingCoefficient |  | Radiation transmission coefficient of the shading device inside the glazing, symbol 'b - value'. It is a value without unit. | IfcPositiveRatioMeasure
InternalShadingCoefficient |  | Radiation transmission coefficient of the inside shading device, symbol 'b - value'. It is a value without unit. | IfcPositiveRatioMeasure
Quantities
NominalDepth | 150 mm | Thickness | IfcQuantityLength
NominalHeight | 2020 mm | Height | IfcQuantityLength
NominalWidth | 1840 mm | Width | IfcQuantityLength
TotalArea | 3.72 m² | Total area | IfcAreaMeasure
23650 | Flush |  | 850 | 2020 | 1.717 | 1 | 1.717
Name | Value | Description | Categorize in IFC as:
ARCHline.XP Common
ArticleNumber |  | ArticleNumber | IfcLabel
Description |  | Description of the object | IfcLabel
Manufacturer | Generic | Manufacturer | IfcLabel
Name | Flush | IFC name of the object | IfcLabel
Price |  | Price | IfcLabel
Pset_DoorCommon
AcousticRating |  | Acoustic rating for this object. It is giving according to the national building code. It indicates the sound transmission resistance of this object by an index ration (instead of providing full sound absorbtion values). | IfcLabel
FireExit | No | Indication whether this object is designed to serve as an exit in the case of fire (TRUE) or not (FALSE). Here it defines an exit door in accordance to the national building code. | IfcBoolean
FireRating |  | Fire rating for this object. It is given according to the national fire safety classification. | IfcLabel
GlazingAreaFraction |  | Thermal transmittance coefficient (U-Value) of a material. It applies to the total door construction. | IfcPositiveRatioMeasure
HandicapAccessible | No | Indication that this object is designed to be accessible by the handicapped. It is giving according to the requirements of the national building code. | IfcBoolean
Infiltration |  | Infiltration flowrate of outside air for the filler object based on the area of the filler object at a pressure level of 50 Pascals. It shall be used, if the length of all joints is unknown. | IfcVolumetricFlowRateMeasure
IsExternal | No | Indication whether the element is designed for use in the exterior (TRUE) or not (FALSE). If (TRUE) it is an external element and faces the outside of the building. | IfcBoolean
Reference |  | Reference ID for this specified type in this project (e.g. type 'A-1') | IfcIdentifier
SecurityRating |  | Index based rating system indicating security level. It is giving according to the national building code. | IfcLabel
SelfClosing | No | Indication whether this object is designed to close automatically after use (TRUE) or not (FALSE). | IfcBoolean
SmokeStop | No | Indication whether the object is designed to provide a smoke stop (TRUE) or not (FALSE). | IfcBoolean
ThermalTransmittance | 1.021351 | Thermal transmittance coefficient (U-Value) of a material. Here the total thermal transmittance coefficient through the wall (including all materials). | IfcThermalTransmittanceMeasure
Pset_DoorWindowGlazingType
BeamRadiationTransmittance |  | Direct solar radiation transmittance that passes the glazing at normal incidence. It is a value without unit, often referred to as (Tsol). | IfcPositiveRatioMeasure
FillGas |  | Name of the gas by which the gap between two glass layers is filled. It is given for information purposes only. | IfcLabel
GlassColor |  | Colour (tint) selection for this glazing. It is given for information purposes only. | IfcLabel
GlassLayers |  | Number of glass layers within the frame. E.g. '2' for double glazing. | IfcCountMeasure
GlassThickness1 |  | Thickness of the first (inner) glass layer. | IfcPositiveLengthMeasure
GlassThickness2 |  | Thickness of the second (intermediate or outer) glass layer. | IfcPositiveLengthMeasure
GlassThickness3 |  | Thickness of the third (outer) glass layer. | IfcPositiveLengthMeasure
IsCoated | Yes | Indication whether the glass is coated with a material (TRUE) or not (FALSE). | IfcBoolean
IsLaminated | Yes | Indication whether the glass is layered with other materials (TRUE) or not (FALSE). | IfcBoolean
IsTempered | Yes | Indication whether the glass is tempered (TRUE) or not (FALSE). | IfcBoolean
IsWired | Yes | Indication whether the glass includes a contained wire mesh to prevent break-in (TRUE) or not (FALSE) | IfcBoolean
Reflectivity |  | Fraction of the visible light that is reflected by the glazing at normal incidence. It is a value without unit. | IfcPositiveRatioMeasure
SolarHeatGainTransmittance |  | Total solar heat transmittance that passes the glazing at normal incidence. It is a value without unit, often referred to as (SHGC):. | IfcPositiveRatioMeasure
ThermalTransmittanceSummer | U-value: Not calculated | Thermal transmittance coefficient (U-Value) of a material. Summer thermal transmittance coefficient of the glazing only, often referred to as (U-value) | IfcThermalTransmittanceMeasure
ThermalTransmittanceWinter | U-value: Not calculated | Thermal transmittance coefficient (U-Value) of a material. Winter thermal transmittance coefficient of the glazing only, often referred to as (U-value) | IfcThermalTransmittanceMeasure
Translucency |  | Fraction of the visible light that passes the glazing at normal incidence. It is a value without unit. | IfcPositiveRatioMeasure
Pset_DoorWindowShadingType
ExternalShadingCoefficient |  | Radiation transmission coefficient of the outside shading device. It is a value without unit. | IfcPositiveRatioMeasure
InsetShadingCoefficient |  | Radiation transmission coefficient of the shading device inside the glazing, symbol 'b - value'. It is a value without unit. | IfcPositiveRatioMeasure
InternalShadingCoefficient |  | Radiation transmission coefficient of the inside shading device, symbol 'b - value'. It is a value without unit. | IfcPositiveRatioMeasure
Quantities
NominalDepth | 150 mm | Thickness | IfcQuantityLength
NominalHeight | 2020 mm | Height | IfcQuantityLength
NominalWidth | 850 mm | Width | IfcQuantityLength
TotalArea | 1.72 m² | Total area | IfcAreaMeasure
23801 | Flush |  | 850 | 2020 | 1.717 | 1 | 1.717
Name | Value | Description | Categorize in IFC as:
ARCHline.XP Common
ArticleNumber |  | ArticleNumber | IfcLabel
Description |  | Description of the object | IfcLabel
Manufacturer | Generic | Manufacturer | IfcLabel
Name | Flush | IFC name of the object | IfcLabel
Price |  | Price | IfcLabel
Pset_DoorCommon
AcousticRating |  | Acoustic rating for this object. It is giving according to the national building code. It indicates the sound transmission resistance of this object by an index ration (instead of providing full sound absorbtion values). | IfcLabel
FireExit | No | Indication whether this object is designed to serve as an exit in the case of fire (TRUE) or not (FALSE). Here it defines an exit door in accordance to the national building code. | IfcBoolean
FireRating |  | Fire rating for this object. It is given according to the national fire safety classification. | IfcLabel
GlazingAreaFraction |  | Thermal transmittance coefficient (U-Value) of a material. It applies to the total door construction. | IfcPositiveRatioMeasure
HandicapAccessible | No | Indication that this object is designed to be accessible by the handicapped. It is giving according to the requirements of the national building code. | IfcBoolean
Infiltration |  | Infiltration flowrate of outside air for the filler object based on the area of the filler object at a pressure level of 50 Pascals. It shall be used, if the length of all joints is unknown. | IfcVolumetricFlowRateMeasure
IsExternal | No | Indication whether the element is designed for use in the exterior (TRUE) or not (FALSE). If (TRUE) it is an external element and faces the outside of the building. | IfcBoolean
Reference |  | Reference ID for this specified type in this project (e.g. type 'A-1') | IfcIdentifier
SecurityRating |  | Index based rating system indicating security level. It is giving according to the national building code. | IfcLabel
SelfClosing | No | Indication whether this object is designed to close automatically after use (TRUE) or not (FALSE). | IfcBoolean
SmokeStop | No | Indication whether the object is designed to provide a smoke stop (TRUE) or not (FALSE). | IfcBoolean
ThermalTransmittance | 1.021351 | Thermal transmittance coefficient (U-Value) of a material. Here the total thermal transmittance coefficient through the wall (including all materials). | IfcThermalTransmittanceMeasure
Pset_DoorWindowGlazingType
BeamRadiationTransmittance |  | Direct solar radiation transmittance that passes the glazing at normal incidence. It is a value without unit, often referred to as (Tsol). | IfcPositiveRatioMeasure
FillGas |  | Name of the gas by which the gap between two glass layers is filled. It is given for information purposes only. | IfcLabel
GlassColor |  | Colour (tint) selection for this glazing. It is given for information purposes only. | IfcLabel
GlassLayers |  | Number of glass layers within the frame. E.g. '2' for double glazing. | IfcCountMeasure
GlassThickness1 |  | Thickness of the first (inner) glass layer. | IfcPositiveLengthMeasure
GlassThickness2 |  | Thickness of the second (intermediate or outer) glass layer. | IfcPositiveLengthMeasure
GlassThickness3 |  | Thickness of the third (outer) glass layer. | IfcPositiveLengthMeasure
IsCoated | Yes | Indication whether the glass is coated with a material (TRUE) or not (FALSE). | IfcBoolean
IsLaminated | Yes | Indication whether the glass is layered with other materials (TRUE) or not (FALSE). | IfcBoolean
IsTempered | Yes | Indication whether the glass is tempered (TRUE) or not (FALSE). | IfcBoolean
IsWired | Yes | Indication whether the glass includes a contained wire mesh to prevent break-in (TRUE) or not (FALSE) | IfcBoolean
Reflectivity |  | Fraction of the visible light that is reflected by the glazing at normal incidence. It is a value without unit. | IfcPositiveRatioMeasure
SolarHeatGainTransmittance |  | Total solar heat transmittance that passes the glazing at normal incidence. It is a value without unit, often referred to as (SHGC):. | IfcPositiveRatioMeasure
ThermalTransmittanceSummer | U-value: Not calculated | Thermal transmittance coefficient (U-Value) of a material. Summer thermal transmittance coefficient of the glazing only, often referred to as (U-value) | IfcThermalTransmittanceMeasure
ThermalTransmittanceWinter | U-value: Not calculated | Thermal transmittance coefficient (U-Value) of a material. Winter thermal transmittance coefficient of the glazing only, often referred to as (U-value) | IfcThermalTransmittanceMeasure
Translucency |  | Fraction of the visible light that passes the glazing at normal incidence. It is a value without unit. | IfcPositiveRatioMeasure
Pset_DoorWindowShadingType
ExternalShadingCoefficient |  | Radiation transmission coefficient of the outside shading device. It is a value without unit. | IfcPositiveRatioMeasure
InsetShadingCoefficient |  | Radiation transmission coefficient of the shading device inside the glazing, symbol 'b - value'. It is a value without unit. | IfcPositiveRatioMeasure
InternalShadingCoefficient |  | Radiation transmission coefficient of the inside shading device, symbol 'b - value'. It is a value without unit. | IfcPositiveRatioMeasure
Quantities
NominalDepth | 150 mm | Thickness | IfcQuantityLength
NominalHeight | 2020 mm | Height | IfcQuantityLength
NominalWidth | 850 mm | Width | IfcQuantityLength
TotalArea | 1.72 m² | Total area | IfcAreaMeasure
23426 | Sliding in 1 |  | 840 | 2020 | 1.697 | 1 | 1.697
Name | Value | Description | Categorize in IFC as:
ARCHline.XP Common
ArticleNumber |  | ArticleNumber | IfcLabel
Description |  | Description of the object | IfcLabel
Manufacturer | Generic | Manufacturer | IfcLabel
Name | Sliding in 1 | IFC name of the object | IfcLabel
Price |  | Price | IfcLabel
Pset_DoorCommon
AcousticRating |  | Acoustic rating for this object. It is giving according to the national building code. It indicates the sound transmission resistance of this object by an index ration (instead of providing full sound absorbtion values). | IfcLabel
FireExit | No | Indication whether this object is designed to serve as an exit in the case of fire (TRUE) or not (FALSE). Here it defines an exit door in accordance to the national building code. | IfcBoolean
FireRating |  | Fire rating for this object. It is given according to the national fire safety classification. | IfcLabel
GlazingAreaFraction |  | Thermal transmittance coefficient (U-Value) of a material. It applies to the total door construction. | IfcPositiveRatioMeasure
HandicapAccessible | No | Indication that this object is designed to be accessible by the handicapped. It is giving according to the requirements of the national building code. | IfcBoolean
Infiltration |  | Infiltration flowrate of outside air for the filler object based on the area of the filler object at a pressure level of 50 Pascals. It shall be used, if the length of all joints is unknown. | IfcVolumetricFlowRateMeasure
IsExternal | No | Indication whether the element is designed for use in the exterior (TRUE) or not (FALSE). If (TRUE) it is an external element and faces the outside of the building. | IfcBoolean
Reference |  | Reference ID for this specified type in this project (e.g. type 'A-1') | IfcIdentifier
SecurityRating |  | Index based rating system indicating security level. It is giving according to the national building code. | IfcLabel
SelfClosing | No | Indication whether this object is designed to close automatically after use (TRUE) or not (FALSE). | IfcBoolean
SmokeStop | No | Indication whether the object is designed to provide a smoke stop (TRUE) or not (FALSE). | IfcBoolean
ThermalTransmittance | 1.020441 | Thermal transmittance coefficient (U-Value) of a material. Here the total thermal transmittance coefficient through the wall (including all materials). | IfcThermalTransmittanceMeasure
Pset_DoorWindowGlazingType
BeamRadiationTransmittance |  | Direct solar radiation transmittance that passes the glazing at normal incidence. It is a value without unit, often referred to as (Tsol). | IfcPositiveRatioMeasure
FillGas |  | Name of the gas by which the gap between two glass layers is filled. It is given for information purposes only. | IfcLabel
GlassColor |  | Colour (tint) selection for this glazing. It is given for information purposes only. | IfcLabel
GlassLayers |  | Number of glass layers within the frame. E.g. '2' for double glazing. | IfcCountMeasure
GlassThickness1 |  | Thickness of the first (inner) glass layer. | IfcPositiveLengthMeasure
GlassThickness2 |  | Thickness of the second (intermediate or outer) glass layer. | IfcPositiveLengthMeasure
GlassThickness3 |  | Thickness of the third (outer) glass layer. | IfcPositiveLengthMeasure
IsCoated | Yes | Indication whether the glass is coated with a material (TRUE) or not (FALSE). | IfcBoolean
IsLaminated | Yes | Indication whether the glass is layered with other materials (TRUE) or not (FALSE). | IfcBoolean
IsTempered | Yes | Indication whether the glass is tempered (TRUE) or not (FALSE). | IfcBoolean
IsWired | Yes | Indication whether the glass includes a contained wire mesh to prevent break-in (TRUE) or not (FALSE) | IfcBoolean
Reflectivity |  | Fraction of the visible light that is reflected by the glazing at normal incidence. It is a value without unit. | IfcPositiveRatioMeasure
SolarHeatGainTransmittance |  | Total solar heat transmittance that passes the glazing at normal incidence. It is a value without unit, often referred to as (SHGC):. | IfcPositiveRatioMeasure
ThermalTransmittanceSummer | U-value: Not calculated | Thermal transmittance coefficient (U-Value) of a material. Summer thermal transmittance coefficient of the glazing only, often referred to as (U-value) | IfcThermalTransmittanceMeasure
ThermalTransmittanceWinter | U-value: Not calculated | Thermal transmittance coefficient (U-Value) of a material. Winter thermal transmittance coefficient of the glazing only, often referred to as (U-value) | IfcThermalTransmittanceMeasure
Translucency |  | Fraction of the visible light that passes the glazing at normal incidence. It is a value without unit. | IfcPositiveRatioMeasure
Pset_DoorWindowShadingType
ExternalShadingCoefficient |  | Radiation transmission coefficient of the outside shading device. It is a value without unit. | IfcPositiveRatioMeasure
InsetShadingCoefficient |  | Radiation transmission coefficient of the shading device inside the glazing, symbol 'b - value'. It is a value without unit. | IfcPositiveRatioMeasure
InternalShadingCoefficient |  | Radiation transmission coefficient of the inside shading device, symbol 'b - value'. It is a value without unit. | IfcPositiveRatioMeasure
Quantities
NominalDepth | 150 mm | Thickness | IfcQuantityLength
NominalHeight | 2020 mm | Height | IfcQuantityLength
NominalWidth | 840 mm | Width | IfcQuantityLength
TotalArea | 1.7 m² | Total area | IfcAreaMeasure
21343 | Flush |  | 840 | 2020 | 1.697 | 1 | 1.697
Name | Value | Description | Categorize in IFC as:
ARCHline.XP Common
ArticleNumber |  | ArticleNumber | IfcLabel
Description |  | Description of the object | IfcLabel
Manufacturer | Generic | Manufacturer | IfcLabel
Name | Flush | IFC name of the object | IfcLabel
Price |  | Price | IfcLabel
Pset_DoorCommon
AcousticRating |  | Acoustic rating for this object. It is giving according to the national building code. It indicates the sound transmission resistance of this object by an index ration (instead of providing full sound absorbtion values). | IfcLabel
FireExit | No | Indication whether this object is designed to serve as an exit in the case of fire (TRUE) or not (FALSE). Here it defines an exit door in accordance to the national building code. | IfcBoolean
FireRating |  | Fire rating for this object. It is given according to the national fire safety classification. | IfcLabel
GlazingAreaFraction |  | Thermal transmittance coefficient (U-Value) of a material. It applies to the total door construction. | IfcPositiveRatioMeasure
HandicapAccessible | No | Indication that this object is designed to be accessible by the handicapped. It is giving according to the requirements of the national building code. | IfcBoolean
Infiltration |  | Infiltration flowrate of outside air for the filler object based on the area of the filler object at a pressure level of 50 Pascals. It shall be used, if the length of all joints is unknown. | IfcVolumetricFlowRateMeasure
IsExternal | No | Indication whether the element is designed for use in the exterior (TRUE) or not (FALSE). If (TRUE) it is an external element and faces the outside of the building. | IfcBoolean
Reference |  | Reference ID for this specified type in this project (e.g. type 'A-1') | IfcIdentifier
SecurityRating |  | Index based rating system indicating security level. It is giving according to the national building code. | IfcLabel
SelfClosing | No | Indication whether this object is designed to close automatically after use (TRUE) or not (FALSE). | IfcBoolean
SmokeStop | No | Indication whether the object is designed to provide a smoke stop (TRUE) or not (FALSE). | IfcBoolean
ThermalTransmittance | 1.020441 | Thermal transmittance coefficient (U-Value) of a material. Here the total thermal transmittance coefficient through the wall (including all materials). | IfcThermalTransmittanceMeasure
Pset_DoorWindowGlazingType
BeamRadiationTransmittance |  | Direct solar radiation transmittance that passes the glazing at normal incidence. It is a value without unit, often referred to as (Tsol). | IfcPositiveRatioMeasure
FillGas |  | Name of the gas by which the gap between two glass layers is filled. It is given for information purposes only. | IfcLabel
GlassColor |  | Colour (tint) selection for this glazing. It is given for information purposes only. | IfcLabel
GlassLayers |  | Number of glass layers within the frame. E.g. '2' for double glazing. | IfcCountMeasure
GlassThickness1 |  | Thickness of the first (inner) glass layer. | IfcPositiveLengthMeasure
GlassThickness2 |  | Thickness of the second (intermediate or outer) glass layer. | IfcPositiveLengthMeasure
GlassThickness3 |  | Thickness of the third (outer) glass layer. | IfcPositiveLengthMeasure
IsCoated | Yes | Indication whether the glass is coated with a material (TRUE) or not (FALSE). | IfcBoolean
IsLaminated | Yes | Indication whether the glass is layered with other materials (TRUE) or not (FALSE). | IfcBoolean
IsTempered | Yes | Indication whether the glass is tempered (TRUE) or not (FALSE). | IfcBoolean
IsWired | Yes | Indication whether the glass includes a contained wire mesh to prevent break-in (TRUE) or not (FALSE) | IfcBoolean
Reflectivity |  | Fraction of the visible light that is reflected by the glazing at normal incidence. It is a value without unit. | IfcPositiveRatioMeasure
SolarHeatGainTransmittance |  | Total solar heat transmittance that passes the glazing at normal incidence. It is a value without unit, often referred to as (SHGC):. | IfcPositiveRatioMeasure
ThermalTransmittanceSummer | U-value: Not calculated | Thermal transmittance coefficient (U-Value) of a material. Summer thermal transmittance coefficient of the glazing only, often referred to as (U-value) | IfcThermalTransmittanceMeasure
ThermalTransmittanceWinter | U-value: Not calculated | Thermal transmittance coefficient (U-Value) of a material. Winter thermal transmittance coefficient of the glazing only, often referred to as (U-value) | IfcThermalTransmittanceMeasure
Translucency |  | Fraction of the visible light that passes the glazing at normal incidence. It is a value without unit. | IfcPositiveRatioMeasure
Pset_DoorWindowShadingType
ExternalShadingCoefficient |  | Radiation transmission coefficient of the outside shading device. It is a value without unit. | IfcPositiveRatioMeasure
InsetShadingCoefficient |  | Radiation transmission coefficient of the shading device inside the glazing, symbol 'b - value'. It is a value without unit. | IfcPositiveRatioMeasure
InternalShadingCoefficient |  | Radiation transmission coefficient of the inside shading device, symbol 'b - value'. It is a value without unit. | IfcPositiveRatioMeasure
Quantities
NominalDepth | 150 mm | Thickness | IfcQuantityLength
NominalHeight | 2020 mm | Height | IfcQuantityLength
NominalWidth | 840 mm | Width | IfcQuantityLength
TotalArea | 1.7 m² | Total area | IfcAreaMeasure
21776 | Sliding in 1 |  | 948.245 | 2020 | 1.915 | 1 | 1.915
Name | Value | Description | Categorize in IFC as:
ARCHline.XP Common
ArticleNumber |  | ArticleNumber | IfcLabel
Description |  | Description of the object | IfcLabel
Manufacturer | Generic | Manufacturer | IfcLabel
Name | Sliding in 1 | IFC name of the object | IfcLabel
Price |  | Price | IfcLabel
Pset_DoorCommon
AcousticRating |  | Acoustic rating for this object. It is giving according to the national building code. It indicates the sound transmission resistance of this object by an index ration (instead of providing full sound absorbtion values). | IfcLabel
FireExit | No | Indication whether this object is designed to serve as an exit in the case of fire (TRUE) or not (FALSE). Here it defines an exit door in accordance to the national building code. | IfcBoolean
FireRating |  | Fire rating for this object. It is given according to the national fire safety classification. | IfcLabel
GlazingAreaFraction |  | Thermal transmittance coefficient (U-Value) of a material. It applies to the total door construction. | IfcPositiveRatioMeasure
HandicapAccessible | No | Indication that this object is designed to be accessible by the handicapped. It is giving according to the requirements of the national building code. | IfcBoolean
Infiltration |  | Infiltration flowrate of outside air for the filler object based on the area of the filler object at a pressure level of 50 Pascals. It shall be used, if the length of all joints is unknown. | IfcVolumetricFlowRateMeasure
IsExternal | No | Indication whether the element is designed for use in the exterior (TRUE) or not (FALSE). If (TRUE) it is an external element and faces the outside of the building. | IfcBoolean
Reference |  | Reference ID for this specified type in this project (e.g. type 'A-1') | IfcIdentifier
SecurityRating |  | Index based rating system indicating security level. It is giving according to the national building code. | IfcLabel
SelfClosing | No | Indication whether this object is designed to close automatically after use (TRUE) or not (FALSE). | IfcBoolean
SmokeStop | No | Indication whether the object is designed to provide a smoke stop (TRUE) or not (FALSE). | IfcBoolean
ThermalTransmittance | 1.029274 | Thermal transmittance coefficient (U-Value) of a material. Here the total thermal transmittance coefficient through the wall (including all materials). | IfcThermalTransmittanceMeasure
Pset_DoorWindowGlazingType
BeamRadiationTransmittance |  | Direct solar radiation transmittance that passes the glazing at normal incidence. It is a value without unit, often referred to as (Tsol). | IfcPositiveRatioMeasure
FillGas |  | Name of the gas by which the gap between two glass layers is filled. It is given for information purposes only. | IfcLabel
GlassColor |  | Colour (tint) selection for this glazing. It is given for information purposes only. | IfcLabel
GlassLayers |  | Number of glass layers within the frame. E.g. '2' for double glazing. | IfcCountMeasure
GlassThickness1 |  | Thickness of the first (inner) glass layer. | IfcPositiveLengthMeasure
GlassThickness2 |  | Thickness of the second (intermediate or outer) glass layer. | IfcPositiveLengthMeasure
GlassThickness3 |  | Thickness of the third (outer) glass layer. | IfcPositiveLengthMeasure
IsCoated | Yes | Indication whether the glass is coated with a material (TRUE) or not (FALSE). | IfcBoolean
IsLaminated | Yes | Indication whether the glass is layered with other materials (TRUE) or not (FALSE). | IfcBoolean
IsTempered | Yes | Indication whether the glass is tempered (TRUE) or not (FALSE). | IfcBoolean
IsWired | Yes | Indication whether the glass includes a contained wire mesh to prevent break-in (TRUE) or not (FALSE) | IfcBoolean
Reflectivity |  | Fraction of the visible light that is reflected by the glazing at normal incidence. It is a value without unit. | IfcPositiveRatioMeasure
SolarHeatGainTransmittance |  | Total solar heat transmittance that passes the glazing at normal incidence. It is a value without unit, often referred to as (SHGC):. | IfcPositiveRatioMeasure
ThermalTransmittanceSummer | U-value: Not calculated | Thermal transmittance coefficient (U-Value) of a material. Summer thermal transmittance coefficient of the glazing only, often referred to as (U-value) | IfcThermalTransmittanceMeasure
ThermalTransmittanceWinter | U-value: Not calculated | Thermal transmittance coefficient (U-Value) of a material. Winter thermal transmittance coefficient of the glazing only, often referred to as (U-value) | IfcThermalTransmittanceMeasure
Translucency |  | Fraction of the visible light that passes the glazing at normal incidence. It is a value without unit. | IfcPositiveRatioMeasure
Pset_DoorWindowShadingType
ExternalShadingCoefficient |  | Radiation transmission coefficient of the outside shading device. It is a value without unit. | IfcPositiveRatioMeasure
InsetShadingCoefficient |  | Radiation transmission coefficient of the shading device inside the glazing, symbol 'b - value'. It is a value without unit. | IfcPositiveRatioMeasure
InternalShadingCoefficient |  | Radiation transmission coefficient of the inside shading device, symbol 'b - value'. It is a value without unit. | IfcPositiveRatioMeasure
Quantities
NominalDepth | 150 mm | Thickness | IfcQuantityLength
NominalHeight | 2020 mm | Height | IfcQuantityLength
NominalWidth | 948.2 mm | Width | IfcQuantityLength
TotalArea | 1.92 m² | Total area | IfcAreaMeasure
22719 | Flush |  | 850 | 2020 | 1.717 | 1 | 1.717
Name | Value | Description | Categorize in IFC as:
ARCHline.XP Common
ArticleNumber |  | ArticleNumber | IfcLabel
Description |  | Description of the object | IfcLabel
Manufacturer | Generic | Manufacturer | IfcLabel
Name | Flush | IFC name of the object | IfcLabel
Price |  | Price | IfcLabel
Pset_DoorCommon
AcousticRating |  | Acoustic rating for this object. It is giving according to the national building code. It indicates the sound transmission resistance of this object by an index ration (instead of providing full sound absorbtion values). | IfcLabel
FireExit | No | Indication whether this object is designed to serve as an exit in the case of fire (TRUE) or not (FALSE). Here it defines an exit door in accordance to the national building code. | IfcBoolean
FireRating |  | Fire rating for this object. It is given according to the national fire safety classification. | IfcLabel
GlazingAreaFraction |  | Thermal transmittance coefficient (U-Value) of a material. It applies to the total door construction. | IfcPositiveRatioMeasure
HandicapAccessible | No | Indication that this object is designed to be accessible by the handicapped. It is giving according to the requirements of the national building code. | IfcBoolean
Infiltration |  | Infiltration flowrate of outside air for the filler object based on the area of the filler object at a pressure level of 50 Pascals. It shall be used, if the length of all joints is unknown. | IfcVolumetricFlowRateMeasure
IsExternal | No | Indication whether the element is designed for use in the exterior (TRUE) or not (FALSE). If (TRUE) it is an external element and faces the outside of the building. | IfcBoolean
Reference |  | Reference ID for this specified type in this project (e.g. type 'A-1') | IfcIdentifier
SecurityRating |  | Index based rating system indicating security level. It is giving according to the national building code. | IfcLabel
SelfClosing | No | Indication whether this object is designed to close automatically after use (TRUE) or not (FALSE). | IfcBoolean
SmokeStop | No | Indication whether the object is designed to provide a smoke stop (TRUE) or not (FALSE). | IfcBoolean
ThermalTransmittance | 1.021351 | Thermal transmittance coefficient (U-Value) of a material. Here the total thermal transmittance coefficient through the wall (including all materials). | IfcThermalTransmittanceMeasure
Pset_DoorWindowGlazingType
BeamRadiationTransmittance |  | Direct solar radiation transmittance that passes the glazing at normal incidence. It is a value without unit, often referred to as (Tsol). | IfcPositiveRatioMeasure
FillGas |  | Name of the gas by which the gap between two glass layers is filled. It is given for information purposes only. | IfcLabel
GlassColor |  | Colour (tint) selection for this glazing. It is given for information purposes only. | IfcLabel
GlassLayers |  | Number of glass layers within the frame. E.g. '2' for double glazing. | IfcCountMeasure
GlassThickness1 |  | Thickness of the first (inner) glass layer. | IfcPositiveLengthMeasure
GlassThickness2 |  | Thickness of the second (intermediate or outer) glass layer. | IfcPositiveLengthMeasure
GlassThickness3 |  | Thickness of the third (outer) glass layer. | IfcPositiveLengthMeasure
IsCoated | Yes | Indication whether the glass is coated with a material (TRUE) or not (FALSE). | IfcBoolean
IsLaminated | Yes | Indication whether the glass is layered with other materials (TRUE) or not (FALSE). | IfcBoolean
IsTempered | Yes | Indication whether the glass is tempered (TRUE) or not (FALSE). | IfcBoolean
IsWired | Yes | Indication whether the glass includes a contained wire mesh to prevent break-in (TRUE) or not (FALSE) | IfcBoolean
Reflectivity |  | Fraction of the visible light that is reflected by the glazing at normal incidence. It is a value without unit. | IfcPositiveRatioMeasure
SolarHeatGainTransmittance |  | Total solar heat transmittance that passes the glazing at normal incidence. It is a value without unit, often referred to as (SHGC):. | IfcPositiveRatioMeasure
ThermalTransmittanceSummer | U-value: Not calculated | Thermal transmittance coefficient (U-Value) of a material. Summer thermal transmittance coefficient of the glazing only, often referred to as (U-value) | IfcThermalTransmittanceMeasure
ThermalTransmittanceWinter | U-value: Not calculated | Thermal transmittance coefficient (U-Value) of a material. Winter thermal transmittance coefficient of the glazing only, often referred to as (U-value) | IfcThermalTransmittanceMeasure
Translucency |  | Fraction of the visible light that passes the glazing at normal incidence. It is a value without unit. | IfcPositiveRatioMeasure
Pset_DoorWindowShadingType
ExternalShadingCoefficient |  | Radiation transmission coefficient of the outside shading device. It is a value without unit. | IfcPositiveRatioMeasure
InsetShadingCoefficient |  | Radiation transmission coefficient of the shading device inside the glazing, symbol 'b - value'. It is a value without unit. | IfcPositiveRatioMeasure
InternalShadingCoefficient |  | Radiation transmission coefficient of the inside shading device, symbol 'b - value'. It is a value without unit. | IfcPositiveRatioMeasure
Quantities
NominalDepth | 150 mm | Thickness | IfcQuantityLength
NominalHeight | 2020 mm | Height | IfcQuantityLength
NominalWidth | 850 mm | Width | IfcQuantityLength
TotalArea | 1.72 m² | Total area | IfcAreaMeasure

## List by manufacturers
List by manufacturers
ID | Name | Picture | Width [mm] | Height [mm] | Thickness [mm] | Copies | Total:
24037 | WCPan-WallHung-54cm-High-(SpecialNeeds)-Vitra-Con |  | 422.706 | 404.789 | 538.511 | 1
Name | Value | Description | Categorize in IFC as:
ARCHline.XP Common
ArticleNumber |  | ArticleNumber | IfcLabel
Description |  | Description of the object | IfcLabel
Manufacturer | generic | Manufacturer | IfcLabel
Name | WCPan-WallHung-54cm-High-(SpecialNeeds)-Vitra-Con | IFC name of the object | IfcLabel
Price |  | Price | IfcLabel
Pset_DistributionFlowElementCommon
Reference |  | Reference ID for this specific instance (e.g. 'WWS/VS1/400/001', which indicates the occurrence belongs to system WWS, subsystems VSI/400, and has the component number 001) | IfcIdentifier
24239 | Ideal Standard bathtubs K6701 |  | 1900 | 610.004 | 900.002 | 1
Name | Value | Description | Categorize in IFC as:
ARCHline.XP Common
.Stretch | <StretchParams bInsertX="false" bInsertY="false" bInsertZ="false" insertPosX="0" insertPosY="0" insertPosZ="0"/> |  | XML
ArticleNumber |  | Cikkszám | IfcLabel
Description |  | Leírás | IfcLabel
Manufacturer | Ideal Standard | Gyártó | IfcLabel
Name | Ideal Standard bathtubs K6701 | IFC név | IfcLabel
Price |  | Ár | IfcLabel
XDataPar |  |  | IfcLabel
ARCHline.XP ObjectCommon
IsExternal | Yes | Indication whether the element is designed for use in the exterior (TRUE) or not (FALSE). If (TRUE) it is an external element and faces the outside of the building. | IfcBoolean
Reference |  | Reference ID for this specified type in this project (e.g. type 'A-1') | IfcIdentifier
24465 | Wandtiefspülklosett 365x525x340mm |  | 365 | 375.002 | 525 | 1
Name | Value | Description | Categorize in IFC as:
ARCHline.XP Common
ArticleNumber | R3426 | ArticleNumber | IfcLabel
Description |  | Description of the object | IfcLabel
Manufacturer | Ideal Standard | Manufacturer | IfcLabel
Name | Wandtiefspülklosett 365x525x340mm | IFC name of the object | IfcLabel
Price |  | Price | IfcLabel
XDataPar |  |  | IfcLabel
ARCHline.XP ObjectCommon
IsExternal | Yes | Indication whether the element is designed for use in the exterior (TRUE) or not (FALSE). If (TRUE) it is an external element and faces the outside of the building. | IfcBoolean
Reference |  | Reference ID for this specified type in this project (e.g. type 'A-1') | IfcIdentifier
24513 | Toilet_Wall_hung |  | 380 | 370 | 565 | 1
Name | Value | Description | Categorize in IFC as:
ARCHline.XP Common
ArticleNumber |  | ArticleNumber | IfcLabel
Description |  | Description of the object | IfcLabel
Manufacturer | Hung | Manufacturer | IfcLabel
Name | Toilet_Wall_hung | IFC name of the object | IfcLabel
Price |  | Price | IfcLabel
ARCHline.XP ObjectCommon
IsExternal | Yes | Indication whether the element is designed for use in the exterior (TRUE) or not (FALSE). If (TRUE) it is an external element and faces the outside of the building. | IfcBoolean
Reference |  | Reference ID for this specified type in this project (e.g. type 'A-1') | IfcIdentifier
28306 | Sanitary_Bath-Spas_Ideal-Standard_CONNECT-BATH-170X70-WHITE-WF-REC-IWS-NTH |  | 1694.988 | 388.372 | 694.999 | 1
Name | Value | Description | Categorize in IFC as:
ARCHline.XP Common
ArticleNumber |  | ArticleNumber | IfcLabel
Description |  | Description of the object | IfcLabel
Manufacturer | generic | Manufacturer | IfcLabel
Name | Sanitary_Bath-Spas_Ideal-Standard_CONNECT-BATH-170X70-WHITE-WF-REC-IWS-NTH | IFC name of the object | IfcLabel
Price |  | Price | IfcLabel
ARCHline.XP ObjectCommon
IsExternal | Yes | Indication whether the element is designed for use in the exterior (TRUE) or not (FALSE). If (TRUE) it is an external element and faces the outside of the building. | IfcBoolean
Reference |  | Reference ID for this specified type in this project (e.g. type 'A-1') | IfcIdentifier
28323 | Sanitary_Compound-Units_Roca_BAIA-1550-mm-wall-hung-furniture-for-2-c |  | 1554.004 | 610 | 590.946 | 1
Name | Value | Description | Categorize in IFC as:
ARCHline.XP Common
ArticleNumber |  | ArticleNumber | IfcLabel
Description |  | Description of the object | IfcLabel
Manufacturer | generic | Manufacturer | IfcLabel
Name | Sanitary_Compound-Units_Roca_BAIA-1550-mm-wall-hung-furniture-for-2-c | IFC name of the object | IfcLabel
Price |  | Price | IfcLabel
ARCHline.XP ObjectCommon
IsExternal | Yes | Indication whether the element is designed for use in the exterior (TRUE) or not (FALSE). If (TRUE) it is an external element and faces the outside of the building. | IfcBoolean
Reference |  | Reference ID for this specified type in this project (e.g. type 'A-1') | IfcIdentifier